## VD data (hidden)
Reduced plate height data
|  | Packed bed | Monolith 60% | HALO
| Knox parameters |  |  |  | Where do the data for the monoliths come from?
| A = | 0.46038 | 1.43 | 0.05 | Artikel Piotr J. Sep. Sci. | [6 empty] | A = | 1.43
| B = | 3.8811 | 3.0005 | 3.8811 |  |  | Monolith60% |  |  |  |  | B = | 3.0005
| C = | 0.1 | 0.29025 | 0.12 |  |  | ddom = | 2.2 | ds = | 1 |  | C = | 0.29025
| f = | 800 | 37.1901 | 800 | ddom reduced |  | non reduced |  | skeleton reduced |  |  |  |  | Flow resistance
| Pe0 | h | h | h | Pe | h | u0 | H | Pe | h | h theo | Diff |  | f (ddom) = | 180
25 | 0.15849 | 24.7534 | 19.7515 | 24.5345 | 2 | 2.2498 | 0.00090909 | 4.9496e-06 | 0.90909 | 4.9496 | 4.9496 | 3.1931e-09 |  | Kv = | 2.6889e-14
26 | 0.17783 | 22.102 | 17.7286 | 21.8748 | 3 | 1.9009 | 0.0013636 | 4.1819e-06 | 1.3636 | 4.1819 | 4.1819 | 1.1631e-09 |  | f (ds) = | 37.1901
27 | 0.19953 | 19.7408 | 15.9315 | 19.505 | 4 | 1.7833 | 0.0018182 | 3.9233e-06 | 1.8182 | 3.9233 | 3.9233 | 2.9239e-09
28 | 0.22387 | 17.6384 | 14.3359 | 17.3937 | 5 | 1.7545 | 0.0022727 | 3.86e-06 | 2.2727 | 3.86 | 3.8599 | 2.5924e-09
29 | 0.25119 | 15.7667 | 12.9203 | 15.5128 | 10 | 1.9764 | 0.0045455 | 4.3481e-06 | 4.5455 | 4.3481 | 4.3481 | 2.4174e-10
30 | 0.28184 | 14.1009 | 11.6654 | 13.8374 | 15 | 2.332 | 0.0068182 | 5.1304e-06 | 6.8182 | 5.1304 | 5.1304 | 2.5524e-09
31 | 0.31623 | 12.6186 | 10.5544 | 12.3453 | 20 | 2.7059 | 0.0090909 | 5.9529e-06 | 9.0909 | 5.9529 | 5.9529 | 2.0402e-09
32 | 0.35481 | 11.3 | 9.5718 | 11.0165 | 25 | 3.0804 | 0.011364 | 6.777e-06 | 11.3636 | 6.777 | 6.777 | 6.2861e-11
33 | 0.39811 | 10.1275 | 8.7044 | 9.8336 | 30 | 3.4519 | 0.013636 | 7.5941e-06 | 13.6364 | 7.5941 | 7.594 | 2.9549e-09
34 | 0.44668 | 9.0854 | 7.94 | 8.7806 | [7 empty] | 1.7725e-08
35 | 0.50119 | 8.1597 | 7.2681 | 7.8438 |  |  | Monolith80% |  |  |  |  | A = | 3.2582
36 | 0.56234 | 7.338 | 6.6792 | 7.0105 |  |  | ddom = | 4.08 | ds = | 1 |  | B = | 3.0005
37 | 0.63096 | 6.6092 | 6.1651 | 6.2698 |  |  | non reduced |  | skeleton reduced |  |  | C = | 0.99825 | Flow resistance
38 | 0.70795 | 5.9634 | 5.7182 | 5.6118 |  |  | u0 | H | Pe | h | h theo | Diff |  | f (ddom) = | 60
39 | 0.79433 | 5.3919 | 5.3323 | 5.0277 |  |  | 0.0004902 | 9.1792e-06 | 0.4902 | 9.1792 | 9.1793 | 1.0486e-08 |  | Kv = | 2.7744e-13
40 | 0.89125 | 4.8869 | 5.0014 | 4.5098 |  |  | 0.00073529 | 7.7555e-06 | 0.73529 | 7.7555 | 7.7554 | 4.0553e-09 |  | f (ds) = | 3.6044
41 | 1 | 4.4415 | 4.7207 | 4.0511 |  |  | 0.00098039 | 7.276e-06 | 0.98039 | 7.276 | 7.2759 | 9.9561e-09
42 | 1.122 | 4.0497 | 4.4858 | 3.6457 |  |  | 0.0012255 | 7.1585e-06 | 1.2255 | 7.1585 | 7.1584 | 8.728e-09
43 | 1.2589 | 3.7059 | 4.2928 | 3.288 |  |  | 0.002451 | 8.0637e-06 | 2.451 | 8.0637 | 8.0637 | 9.1045e-10
44 | 1.4125 | 3.4055 | 4.1386 | 2.9732 |  |  | 0.0036765 | 9.5145e-06 | 3.6765 | 9.5145 | 9.5146 | 8.8792e-09
45 | 1.5849 | 3.1441 | 4.0204 | 2.6973 |  |  | 0.004902 | 1.104e-05 | 4.902 | 11.0399 | 11.04 | 6.9092e-09
46 | 1.7783 | 2.9181 | 3.9359 | 2.4565 |  |  | 0.0061275 | 1.2568e-05 | 6.1275 | 12.5682 | 12.5682 | 1.6082e-10
47 | 1.9953 | 2.7243 | 3.8831 | 2.2476 |  |  | 0.0073529 | 1.4084e-05 | 7.3529 | 14.0836 | 14.0835 | 1.0885e-08
48 | 2.2387 | 2.5598 | 3.8607 | 2.0677 | [7 empty] | 6.097e-08
49 | 2.5119 | 2.4221 | 3.8674 | 1.9145
50 | 2.8184 | 2.3092 | 3.9025 | 1.7859
51 | 3.1623 | 2.2193 | 3.9655 | 1.6802
52 | 3.5481 | 2.1508 | 4.0564 | 1.5959
53 | 3.9811 | 2.1026 | 4.1755 | 1.5319
54 | 4.4668 | 2.0737 | 4.3231 | 1.4872
55 | 5.0119 | 2.0634 | 4.5004 | 1.4614
56 | 5.6234 | 2.0712 | 4.7085 | 1.4539
57 | 6.3096 | 2.0967 | 4.9491 | 1.4647
58 | 7.0795 | 2.1401 | 5.2242 | 1.4938
59 | 7.9433 | 2.2015 | 5.5363 | 1.5416
60 | 8.9125 | 2.2812 | 5.8881 | 1.6086
61 | 10 | 2.3799 | 6.2831 | 1.6958
62 | 11.2202 | 2.4985 | 6.7251 | 1.8043
63 | 12.5893 | 2.6381 | 7.2186 | 1.9353
64 | 14.1254 | 2.8001 | 7.7687 | 2.0907
65 | 15.8489 | 2.9861 | 8.3811 | 2.2723
66 | 17.7828 | 3.1981 | 9.0623 | 2.4827
67 | 19.9526 | 3.4383 | 9.8197 | 2.7244
68 | 22.3872 | 3.7095 | 10.6617 | 3.0007
69 | 25.1189 | 4.0146 | 11.5976 | 3.3152
70 | 28.1838 | 4.357 | 12.638 | 3.6719
71 | 31.6228 | 4.7407 | 13.7948 | 4.0756
72 | 35.4813 | 5.1702 | 15.0813 | 4.5314
73 | 39.8107 | 5.6504 | 16.5125 | 5.0455
74 | 44.6684 | 6.187 | 18.1052 | 5.6245
75 | 50.1187 | 6.7865 | 19.8783 | 6.276
76 | 56.2341 | 7.456 | 21.8529 | 7.0086
77 | 63.0957 | 8.2037 | 24.053 | 7.832
78 | 70.7946 | 9.0385 | 26.505 | 8.757
79 | 79.4328 | 9.9709 | 29.239 | 9.7957
80 | 89.1251 | 11.0122 | 32.2885 | 10.9619
81 | 100 | 12.1754 | 35.691 | 12.2709
82 | 112.2018 | 13.4749 | 39.4889 | 13.7399
83 | 125.8925 | 14.9271 | 43.7295 | 15.3885
84 | 141.2538 | 16.5501 | 48.4657 | 17.2383
85 | 158.4893 | 18.3645 | 53.7572 | 19.3137
86 | 177.8279 | 20.3931 | 59.6708 | 21.6423
87 | 199.5262 | 22.6618 | 66.2813 | 24.2547
Note on C4: Jeroen: Data van Deirdre Agilent 3.5 µm 4.6*50mm
Note on S10: Jeroen: domain size reduced curves fall together for both the 60% and the 80% porosity monoliths

## Original Performance (hidden)
Packed bed |  |  |  | Monolith 60% |  |  |  | HALO
dparticle = | 3.5 | µm |  | dparticle = | 3.5 | µm |  | dparticle = | 3.5 | µm
eext = | 0.4 |  |  | eext = | 0.6 |  |  | eext = | 0.4
eint = | 0.5 |  |  | eint = | 0.5 |  |  | eint = | 0.5
Dpcol = | 363.281 | bar |  | Dp = | 400 | bar |  | Dp = | 400 | bar
T = | 303.15 | K |  | T = | 303.15 | K |  | T = | 303.15 | K
Dm = | 1e-09 | m²/s | For weakly retained component | Dm = | 1e-09 | m²/s |  | Dm = | 1e-09 | m²/s
f = | 800 |  |  | f = | 37.1901 |  |  | f = | 800
Kv0 = | 1.5313e-14 | m² |  | Kv0 = | 3.2939e-13 | m² |  | Kv0 = | 1.5313e-14 | m²
k' = | 10 |  |  | k' = | 10 |  |  | k' = | 10
k" = | 18.25 |  |  | k" = | 13.6667 |  |  | k" = | 18.25
k"0 = | 0.75 |  |  | k"0 = | 0.33333 |  |  | k"0 = | 0.75
S = | 10 |  |  | S = | 10 |  |  | S = | 10
a = | 0.8 |  |  | a = | 0.8 |  |  | a = | 0.8
b = | 0.09375 |  |  | b = | 0.052632 |  |  | b = | 0.09375
R = | 8.3144 | J.K-1.mol-1 |  | R = | 8.3144 | J.K-1.mol-1 |  | R = | 8.3144 | J.K-1.mol-1
| f = | 0.1 |  |  | f = | 0.1 |  |  | f = | 0.1
| k'w = | 27.1828 |  |  | k'w = | 27.1828 |  |  | k'w = | 27.1828
| -DG = | 14290.5595 |  |  | -DG = | 15745.6889 |  |  | -DG = | 14290.5595
| h (f,T) = | 0.0010663 |  |  | h (f,T) = | 0.0010663 |  |  | h (f,T) = | 0.0010663
| Dm = | 1e-09 | cm²/s |  | Dm = | 1e-09 | cm²/s |  | Dm = | 1e-09 | cm²/s
| M H20 = | 18 | g/mol |  | M H20 = | 18 | g/mol |  | M H20 = | 18 | g/mol
| F H20 = | 2.6 |  |  | F H20 = | 2.6 |  |  | F H20 = | 2.6
| M ACN = | 41.05 |  |  | M ACN = | 41.05 |  |  | M ACN = | 41.05
| F ACN = | 1 |  |  | F ACN = | 1 |  |  | F ACN = | 1
| V solute = | 84.2889 | cm³/g/mol |  | V solute = | 84.2889 | cm³/g/mol |  | V solute = | 84.2889 | cm³/g/mol
| V solute = | 84.2889 | cm³/g/mol |  | V solute = | 84.2889 | cm³/g/mol |  | V solute = | 84.2889 | cm³/g/mol
Note on B36: Jeroen Billen: Molaire volume van solute bij normale kooktemp
Note on J36: Jeroen Billen: Molaire volume van solute bij normale kooktemp

## Changing parameters (hidden)
Choose column type: |  | PB |  | Packed Bed = PB
Monolith 60% = M6
HALO = HC
Original |  |  |  |  | Parameter change
dparticle = | 3.5 | µm |  |  | dparticle = | 3.5 | µm
eext = | 0.4 |  |  |  | eext = | 0.4
eint = | 0.5 |  |  |  | eint = | 0.5
Dp = | 363.281 | bar |  |  | Dp = | 400 | bar
T = | 303.15 | K |  |  | T = | 303.15 | K
Dm = | 1e-09 | m²/s
f (flow resis) = | 800 |  |  |  | f (flow resis) = | 800
Kv0 = | 1.5313e-14 | m² |  |  | Kv0 = | 1.5313e-14 | m²
k' = | 10 |  |  |  | k' = | 10
k" = | 18.25 |  |  |  | k" = | 18.25
k"0 = | 0.75 |  |  |  | k"0 = | 0.75
S = | 10 |  |  |  | S = | 10
a = | 0.8 |  |  |  | a = | 0.8
b = | 0.09375 |  |  |  | b = | 0.09375
R = | 8.3144 | J.K-1.mol-1 |  |  | R = | 8.3144 | J.K-1.mol-1
| f = | 0.1 |  |  |  | f = | 0.1
| f realistic= | 0.1 |  |  |  | f realistic= | 0.1
| k'w = | 27.1828 |  |  |  | k'w = | 27.1828
| -DG = | 14290.5595 | kJ |  |  | -DG = | 14290.5595
Viscosity | h (f,T) = | 0.0010663 | Pa.s |  | Viscosity | h (f,T) = | 0.0010663 | Pa.s
Wilke-Chang | Dm = | 1e-09 | cm²/s |  | Wilke-Chang | Dm = | 1e-09 | m²/s
| M H20 = | 18 | g/mol |  |  | M H20 = | 18 | g/mol
| F H20 = | 2.6 |  |  |  | F H20 = | 2.6
| M ACN = | 41.05 |  |  |  | M ACN = | 41.05
| F ACN = | 1 |  |  |  | F ACN = | 1
| V solute = | 84.2889 | cm³/g/mol |  |  | V solute = | 84.2889 | cm³/g/mol
| V solute = | 84.2889 | cm³/g/mol
Note on B44: Jeroen Billen: Molaire volume van solute bij normale kooktemp

## Extra column BB (hidden)
Original data | [18 empty] | parameter changes
Column type: | PB
column | eps,ext | 0.4 |  |  |  | Dmol = | 1e-09 | cm²/s | [10 empty] | column | eps,ext | 0.4 |  |  |  | Dmol = | 1e-09 | m²/s
| eps,int | 0.5 |  |  |  | visc = | 0.0010663 | Pa.s | [11 empty] | eps,int | 0.5 |  |  |  | visc = | 0.0010663 | Pa.s
| eps,tot | 0.7 | [17 empty] | eps,tot | 0.7
| Lcol (m) | 0.25 | [17 empty] | Lcol (m) | 0.25
| dcol (m) | 0.0046 | [17 empty] | dcol (m) | 0.0046
| Vkol (m³) | 4.1548e-06 | [17 empty] | Vkol (m³) | 4.1548e-06
| Vmob (m3) | 2.9083e-06 | Vmob (ml) | 2.9083 | [15 empty] | Vmob (m3) | 2.9083e-06 | Vmob (ml) | 2.9083
connection capillary | dtub (m) | 0.000125 | [16 empty] | connection capillary | dtub (m) | 0.000125
| Atub (m2) | 1.2272e-08 | [17 empty] | Atub (m2) | 1.2272e-08
| Ltub (m) | 0.85 | [17 empty] | Ltub (m) | 0.85
| Vtub | 1.0431e-08 |  |  | 1.8603e-08 | [14 empty] | Vtub | 1.0431e-08 |  |  | 1.8603e-08
detector | Vdet (muL)= | 2 |  |  | 18.6035 | [13 empty] | detector | Vdet (muL)= | 2 |  |  | 18.6035
| Vdet (m3)= | 2e-09 | [17 empty] | Vdet (m3)= | 2e-09
| a | 5 | 1<a<12 | [16 empty] | a | 5 | 1<a<12
injector | Vinj (muL)= | 2 | [16 empty] | injector | Vinj (muL)= | 2
| Vinj (m3)= | 2e-09 | [17 empty] | Vinj (m3)= | 2e-09
Mixing | Vtub/Vmix | 40% | [16 empty] | Mixing | Vtub/Vmix | 0.4
| Vmix | 4.1724e-09 | [17 empty] | Vmix | 4.1724e-09
|  |  |  | Injectie |  |  | Tubing |  |  | Mixing |  |  | Detector |  |  | Systeem | [6 empty] | Injectie |  |  | Tubing |  |  | Mixing |  |  | Detector |  |  | Systeem
u0 (m/s) | F (m³/s) | Component | k' | tR inj | s²v,inj | s²t,inj | tR tub | s²v,tub | s²t,tub | tR mix | s²v,mix | s²t,mix | tR det | s²v,det | s²t,det | tR sys | s²v,sys | s²t,sys | u0 (m/s) | F (m³/s) | Component | k' | tR inj | s²v,inj | s²t,inj | tR tub | s²v,tub | s²t,tub | tR mix | s²v,mix | s²t,mix | tR det | s²v,det | s²t,det | tR sys | s²v,sys | s²t,sys
0.0020868 | 2.4277e-08 | 1 | 0 | 0.082384 | 3.3333e-19 | 0.00056559 | 0.42968 | 4.1216e-17 | 0.069934 | 0.17187 | 1.7409e-17 | 0.02954 | 0.082384 | 8e-19 | 0.0013574 | 0.76632 | 5.9758e-17 | 0.1014 | 0.0020868 | 2.4277e-08 | 1 | 0 | 0.082384 | 3.3333e-19 | 0.00056559 | 0.42968 | 4.1216e-17 | 0.069934 | 0.17187 | 1.7409e-17 | 0.02954 | 0.082384 | 8e-19 | 0.0013574 | 0.76632 | 5.9758e-17 | 0.1014
0.0020868 | 2.4277e-08 | 2 | 2 | 0.082384 | 3.3333e-19 | 0.00056559 | 0.42968 | 4.1216e-17 | 0.069934 | 0.17187 | 1.7409e-17 | 0.02954 | 0.082384 | 8e-19 | 0.0013574 | 0.76632 | 5.9758e-17 | 0.1014 | 0.0020868 | 2.4277e-08 | 2 | 2 | 0.082384 | 3.3333e-19 | 0.00056559 | 0.42968 | 4.1216e-17 | 0.069934 | 0.17187 | 1.7409e-17 | 0.02954 | 0.082384 | 8e-19 | 0.0013574 | 0.76632 | 5.9758e-17 | 0.1014
0.0020868 | 2.4277e-08 | 3 | 2.12 | 0.082384 | 3.3333e-19 | 0.00056559 | 0.42968 | 4.1216e-17 | 0.069934 | 0.17187 | 1.7409e-17 | 0.02954 | 0.082384 | 8e-19 | 0.0013574 | 0.76632 | 5.9758e-17 | 0.1014 | 0.0020868 | 2.4277e-08 | 3 | 2.12 | 0.082384 | 3.3333e-19 | 0.00056559 | 0.42968 | 4.1216e-17 | 0.069934 | 0.17187 | 1.7409e-17 | 0.02954 | 0.082384 | 8e-19 | 0.0013574 | 0.76632 | 5.9758e-17 | 0.1014
0.0020868 | 2.4277e-08 | 4 | 4.5 | 0.082384 | 3.3333e-19 | 0.00056559 | 0.42968 | 4.1216e-17 | 0.069934 | 0.17187 | 1.7409e-17 | 0.02954 | 0.082384 | 8e-19 | 0.0013574 | 0.76632 | 5.9758e-17 | 0.1014 | 0.0020868 | 2.4277e-08 | 4 | 4.5 | 0.082384 | 3.3333e-19 | 0.00056559 | 0.42968 | 4.1216e-17 | 0.069934 | 0.17187 | 1.7409e-17 | 0.02954 | 0.082384 | 8e-19 | 0.0013574 | 0.76632 | 5.9758e-17 | 0.1014
0.0020868 | 2.4277e-08 | 5 | 4.75 | 0.082384 | 3.3333e-19 | 0.00056559 | 0.42968 | 4.1216e-17 | 0.069934 | 0.17187 | 1.7409e-17 | 0.02954 | 0.082384 | 8e-19 | 0.0013574 | 0.76632 | 5.9758e-17 | 0.1014 | 0.0020868 | 2.4277e-08 | 5 | 4.75 | 0.082384 | 3.3333e-19 | 0.00056559 | 0.42968 | 4.1216e-17 | 0.069934 | 0.17187 | 1.7409e-17 | 0.02954 | 0.082384 | 8e-19 | 0.0013574 | 0.76632 | 5.9758e-17 | 0.1014
0.0020868 | 2.4277e-08 | 6 | 8 | 0.082384 | 3.3333e-19 | 0.00056559 | 0.42968 | 4.1216e-17 | 0.069934 | 0.17187 | 1.7409e-17 | 0.02954 | 0.082384 | 8e-19 | 0.0013574 | 0.76632 | 5.9758e-17 | 0.1014 | 0.0020868 | 2.4277e-08 | 6 | 8 | 0.082384 | 3.3333e-19 | 0.00056559 | 0.42968 | 4.1216e-17 | 0.069934 | 0.17187 | 1.7409e-17 | 0.02954 | 0.082384 | 8e-19 | 0.0013574 | 0.76632 | 5.9758e-17 | 0.1014
0.0020868 | 2.4277e-08 | 7 | 8.4 | 0.082384 | 3.3333e-19 | 0.00056559 | 0.42968 | 4.1216e-17 | 0.069934 | 0.17187 | 1.7409e-17 | 0.02954 | 0.082384 | 8e-19 | 0.0013574 | 0.76632 | 5.9758e-17 | 0.1014 | 0.0020868 | 2.4277e-08 | 7 | 8.4 | 0.082384 | 3.3333e-19 | 0.00056559 | 0.42968 | 4.1216e-17 | 0.069934 | 0.17187 | 1.7409e-17 | 0.02954 | 0.082384 | 8e-19 | 0.0013574 | 0.76632 | 5.9758e-17 | 0.1014
0.0020868 | 2.4277e-08 | 8 | 10 | 0.082384 | 3.3333e-19 | 0.00056559 | 0.42968 | 4.1216e-17 | 0.069934 | 0.17187 | 1.7409e-17 | 0.02954 | 0.082384 | 8e-19 | 0.0013574 | 0.76632 | 5.9758e-17 | 0.1014 | 0.0020868 | 2.4277e-08 | 8 | 10 | 0.082384 | 3.3333e-19 | 0.00056559 | 0.42968 | 4.1216e-17 | 0.069934 | 0.17187 | 1.7409e-17 | 0.02954 | 0.082384 | 8e-19 | 0.0013574 | 0.76632 | 5.9758e-17 | 0.1014
| 1.4566 | ml/min | [17 empty] | 1.4566 | ml/min
Note on E23: Jeroen: Doordat detector pas start met meting nadat injectie gebeurd is, mag deze tijd op 0 gesteld worden
Note on AA23: Jeroen: Doordat detector pas start met meting nadat injectie gebeurd is, mag deze tijd op 0 gesteld worden

## Chromatogram (hidden)
Original data | [9 empty] | Parameter changes
[10 empty] | Column type: | PB
Column | [6 empty] | van Deemter parameters |  |  | Column | [6 empty] | van Deemter parameters
Length = | 250 | mm |  |  |  |  | A = | 0.46038 |  | Length = | 250 | mm |  |  |  |  | A = | 0.46038
id = | 4.6 | mm | Vcol = | 4.1548e-06 | m³ |  | B = | 3.8811 |  | id = | 4.6 | mm | Vcol = | 4.1548e-06 | m³ |  | B = | 3.8811
dparticle = | 3.5 | µm |  |  |  |  | C = | 0.1 |  | dparticle = | 3.5 | µm |  |  |  |  | C = | 0.1
eext = | 0.4 | [5 empty] | f = | 800 |  | eext = | 0.4 | [5 empty] | f = | 800
eint = | 0.5 | [8 empty] | eint = | 0.5
etot = | 0.7 | [8 empty] | etot = | 0.7
Dptot = | 400 | bar | F = | 2.4277e-08 | m³/s | Dpcol = | 363.281 | bar |  | Dptot = | 400 | bar | F = | 2.4277e-08 | m³/s | Dpcol = | 363.281 | bar
Kv0 = | 1.5313e-14 | m²/s |  |  |  | Dpsys = | 36.719 | bar |  | Kv0 = | 1.5313e-14 | m²/s |  |  |  | Dpsys = | 36.719 | bar
h = | 0.0010663 | Pa.s | Dm = | 1e-09 | m²/s |  |  |  |  | h = | 0.0010663 | Pa.s | Dm = | 1e-09 | m²/s
u0 = | 0.0020868 | m/s | Pe = | 7.3038 | (/) |  |  |  |  | u0 = | 0.0020868 | m/s | Pe = | 7.3038 | (/)
Flow = | 1.4566 | ml/min | Hcol = | 7.5426 | µm |  |  |  |  | Flow = | 1.4566 | ml/min | Hcol = | 7.5426 | µm
Flow = | 2.4277e-08 | m³/s | [7 empty] | Flow = | 2.4277e-08 | m³/s
t0,column = | 1.9967 | min | [7 empty] | t0,column = | 1.9967 | min
k' |  | 0 | 2 | 2.12 | 4.5 | 4.75 | 8 | 8.4 | 10 | k' |  | 0 | 2 | 2.12 | 4.5 | 4.75 | 8 | 8.4 | 10
conc |  | 10 | 10 | 10 | 10 | 10 | 10 | 10 | 10 | conc |  | 10 | 10 | 10 | 10 | 10 | 10 | 10 | 10
Calculated values | [9 empty] | Calculated values
tR,col = | (s) | 119.8 | 359.3999 | 373.7759 | 658.8999 | 688.8499 | 1078.1998 | 1126.1198 | 1317.7997 | tR,col = | (s) | 119.8 | 359.3999 | 373.7759 | 658.8999 | 688.8499 | 1078.1998 | 1126.1198 | 1317.7997
s²t,col = | (s²) | 0.433 | 3.897 | 4.215 | 13.0984 | 14.3162 | 35.0733 | 38.2602 | 52.3935 | s²t,col = | (s²) | 0.433 | 3.897 | 4.215 | 13.0984 | 14.3162 | 35.0733 | 38.2602 | 52.3935
s²v,col = | (m³)² | 2.5519e-16 | 2.2967e-15 | 2.4841e-15 | 7.7195e-15 | 8.4373e-15 | 2.067e-14 | 2.2549e-14 | 3.0878e-14 | s²v,col = | (m³)² | 2.5519e-16 | 2.2967e-15 | 2.4841e-15 | 7.7195e-15 | 8.4373e-15 | 2.067e-14 | 2.2549e-14 | 3.0878e-14
tR,sys = | (s) | 0.76632 | 0.76632 | 0.76632 | 0.76632 | 0.76632 | 0.76632 | 0.76632 | 0.76632 | tR,sys = | (s) | 0.76632 | 0.76632 | 0.76632 | 0.76632 | 0.76632 | 0.76632 | 0.76632 | 0.76632
s²v,sys = | (m³)² | 5.9758e-17 | 5.9758e-17 | 5.9758e-17 | 5.9758e-17 | 5.9758e-17 | 5.9758e-17 | 5.9758e-17 | 5.9758e-17 | s²v,sys = | (m³)² | 5.9758e-17 | 5.9758e-17 | 5.9758e-17 | 5.9758e-17 | 5.9758e-17 | 5.9758e-17 | 5.9758e-17 | 5.9758e-17
tR,tot = | (min) | 2.0094 | 6.0028 | 6.2424 | 10.9944 | 11.4936 | 17.9828 | 18.7814 | 21.9761 | tR,tot = | (min) | 2.0094 | 6.0028 | 6.2424 | 10.9944 | 11.4936 | 17.9828 | 18.7814 | 21.9761
s²v,tot = | (s²) | 3.1495e-16 | 2.3565e-15 | 2.5439e-15 | 7.7793e-15 | 8.497e-15 | 2.073e-14 | 2.2608e-14 | 3.0938e-14 | s²v,tot = | (s²) | 3.1495e-16 | 2.3565e-15 | 2.5439e-15 | 7.7793e-15 | 8.497e-15 | 2.073e-14 | 2.2608e-14 | 3.0938e-14
s²t,tot = | (m³)² | 0.5344 | 3.9984 | 4.3164 | 13.1998 | 14.4176 | 35.1747 | 38.3616 | 52.4949 | s²t,tot = | (m³)² | 0.5344 | 3.9984 | 4.3164 | 13.1998 | 14.4176 | 35.1747 | 38.3616 | 52.4949
Ntot = |  | 27200.9799 | 32442.6381 | 32499.5063 | 32967.2038 | 32985.4282 | 33096.7162 | 33102.6641 | 33119.7303 | Ntot = |  | 27200.9799 | 32442.6381 | 32499.5063 | 32967.2038 | 32985.4282 | 33096.7162 | 33102.6641 | 33119.7303
a = |  |  |  | 1.06 | 2.1226 | 1.0556 | 1.6842 | 1.05 | 1.1905 | a = |  |  |  | 1.06 | 2.1226 | 1.0556 | 1.6842 | 1.05 | 1.1905
Rs = |  |  |  | 1.7334 | 19.6424 | 1.9741 | 16.4238 | 1.9355 | 6.6178 | Rs = |  |  |  | 1.7334 | 19.6424 | 1.9741 | 16.4238 | 1.9355 | 6.6178
| (Ntot)^0.5*ln((1+ki)/(1+ki-1) = | 0 | 197.8803 | 7.0706 | 102.9341 | 8.0733 | 81.5069 | 7.9117 | 28.6059 |  | (Ntot)^0.5*ln((1+ki)/(1+ki-1) = | 0 | 197.8803 | 7.0706 | 102.9341 | 8.0733 | 81.5069 | 7.9117 | 28.6059
Chromatogram construction | [9 empty] | Chromatogram construction
st,tot (min) = |  | 0.012184 | 0.033327 | 0.034627 | 0.060552 | 0.063284 | 0.098847 | 0.10323 | 0.12076 | st,tot (min) = |  | 0.012184 | 0.033327 | 0.034627 | 0.060552 | 0.063284 | 0.098847 | 0.10323 | 0.12076
height |  | 1 | 0.36559 | 0.35186 | 0.20121 | 0.19253 | 0.12326 | 0.11803 | 0.1009 | height |  | 1 | 0.36559 | 0.35186 | 0.20121 | 0.19253 | 0.12326 | 0.11803 | 0.1009
k'w = |  | 0 | 5.4366 | 5.7628 | 12.2323 | 12.9118 | 21.7463 | 22.8336 | 27.1828 | k'w = |  | #VALUE! | 5.4366 | 5.7628 | 12.2323 | 12.9118 | 21.7463 | 22.8336 | 27.1828
-DG = |  | #VALUE! | 10233.9546 | 10380.822 | 12277.9126 | 12414.1896 | 13728.1239 | 13851.1 | 14290.5595
Plot axis | [9 empty] | Plot axis
begin | 0 | min | [7 empty] | begin | 0 | min
end | 24.1737 | min | [7 empty] | end | 24.1737 | min
step | 0.012087 | [8 empty] | step | 0.012087
t | Sum | [8 empty] | t | Sum
0 | #DIV/0! | #DIV/0! | #DIV/0! | #DIV/0! | #DIV/0! | #DIV/0! | #DIV/0! | #DIV/0! | #DIV/0! | 0 | #DIV/0! | #DIV/0! | #DIV/0! | #DIV/0! | #DIV/0! | #DIV/0! | #DIV/0! | #DIV/0! | #DIV/0!
0.012087 | 0 | 0 | 0 | 0 | 0 | 0 | 0 | 0 | 0 | 0.012087 | 0 | 0 | 0 | 0 | 0 | 0 | 0 | 0 | 0
0.024174 | 0 | 0 | 0 | 0 | 0 | 0 | 0 | 0 | 0 | 0.024174 | 0 | 0 | 0 | 0 | 0 | 0 | 0 | 0 | 0
0.036261 | 0 | 0 | 0 | 0 | 0 | 0 | 0 | 0 | 0 | 0.036261 | 0 | 0 | 0 | 0 | 0 | 0 | 0 | 0 | 0
0.048347 | 0 | 0 | 0 | 0 | 0 | 0 | 0 | 0 | 0 | 0.048347 | 0 | 0 | 0 | 0 | 0 | 0 | 0 | 0 | 0
0.060434 | 0 | 0 | 0 | 0 | 0 | 0 | 0 | 0 | 0 | 0.060434 | 0 | 0 | 0 | 0 | 0 | 0 | 0 | 0 | 0
0.072521 | 0 | 0 | 0 | 0 | 0 | 0 | 0 | 0 | 0 | 0.072521 | 0 | 0 | 0 | 0 | 0 | 0 | 0 | 0 | 0
0.084608 | 0 | 0 | 0 | 0 | 0 | 0 | 0 | 0 | 0 | 0.084608 | 0 | 0 | 0 | 0 | 0 | 0 | 0 | 0 | 0
0.096695 | 0 | 0 | 0 | 0 | 0 | 0 | 0 | 0 | 0 | 0.096695 | 0 | 0 | 0 | 0 | 0 | 0 | 0 | 0 | 0
0.10878 | 0 | 0 | 0 | 0 | 0 | 0 | 0 | 0 | 0 | 0.10878 | 0 | 0 | 0 | 0 | 0 | 0 | 0 | 0 | 0
0.12087 | 0 | 0 | 0 | 0 | 0 | 0 | 0 | 0 | 0 | 0.12087 | 0 | 0 | 0 | 0 | 0 | 0 | 0 | 0 | 0
0.13296 | 0 | 0 | 0 | 0 | 0 | 0 | 0 | 0 | 0 | 0.13296 | 0 | 0 | 0 | 0 | 0 | 0 | 0 | 0 | 0
0.14504 | 0 | 0 | 0 | 0 | 0 | 0 | 0 | 0 | 0 | 0.14504 | 0 | 0 | 0 | 0 | 0 | 0 | 0 | 0 | 0
0.15713 | 0 | 0 | 0 | 0 | 0 | 0 | 0 | 0 | 0 | 0.15713 | 0 | 0 | 0 | 0 | 0 | 0 | 0 | 0 | 0
0.16922 | 0 | 0 | 0 | 0 | 0 | 0 | 0 | 0 | 0 | 0.16922 | 0 | 0 | 0 | 0 | 0 | 0 | 0 | 0 | 0
0.1813 | 0 | 0 | 0 | 0 | 0 | 0 | 0 | 0 | 0 | 0.1813 | 0 | 0 | 0 | 0 | 0 | 0 | 0 | 0 | 0
0.19339 | 0 | 0 | 0 | 0 | 0 | 0 | 0 | 0 | 0 | 0.19339 | 0 | 0 | 0 | 0 | 0 | 0 | 0 | 0 | 0
0.20548 | 0 | 0 | 0 | 0 | 0 | 0 | 0 | 0 | 0 | 0.20548 | 0 | 0 | 0 | 0 | 0 | 0 | 0 | 0 | 0
0.21756 | 0 | 0 | 0 | 0 | 0 | 0 | 0 | 0 | 0 | 0.21756 | 0 | 0 | 0 | 0 | 0 | 0 | 0 | 0 | 0
0.22965 | 0 | 0 | 0 | 0 | 0 | 0 | 0 | 0 | 0 | 0.22965 | 0 | 0 | 0 | 0 | 0 | 0 | 0 | 0 | 0
0.24174 | 0 | 0 | 0 | 0 | 0 | 0 | 0 | 0 | 0 | 0.24174 | 0 | 0 | 0 | 0 | 0 | 0 | 0 | 0 | 0
0.25382 | 0 | 0 | 0 | 0 | 0 | 0 | 0 | 0 | 0 | 0.25382 | 0 | 0 | 0 | 0 | 0 | 0 | 0 | 0 | 0
0.26591 | 0 | 0 | 0 | 0 | 0 | 0 | 0 | 0 | 0 | 0.26591 | 0 | 0 | 0 | 0 | 0 | 0 | 0 | 0 | 0
0.278 | 0 | 0 | 0 | 0 | 0 | 0 | 0 | 0 | 0 | 0.278 | 0 | 0 | 0 | 0 | 0 | 0 | 0 | 0 | 0
0.29008 | 0 | 0 | 0 | 0 | 0 | 0 | 0 | 0 | 0 | 0.29008 | 0 | 0 | 0 | 0 | 0 | 0 | 0 | 0 | 0
0.30217 | 0 | 0 | 0 | 0 | 0 | 0 | 0 | 0 | 0 | 0.30217 | 0 | 0 | 0 | 0 | 0 | 0 | 0 | 0 | 0
0.31426 | 0 | 0 | 0 | 0 | 0 | 0 | 0 | 0 | 0 | 0.31426 | 0 | 0 | 0 | 0 | 0 | 0 | 0 | 0 | 0
0.32635 | 0 | 0 | 0 | 0 | 0 | 0 | 0 | 0 | 0 | 0.32635 | 0 | 0 | 0 | 0 | 0 | 0 | 0 | 0 | 0
0.33843 | 0 | 0 | 0 | 0 | 0 | 0 | 0 | 0 | 0 | 0.33843 | 0 | 0 | 0 | 0 | 0 | 0 | 0 | 0 | 0
0.35052 | 0 | 0 | 0 | 0 | 0 | 0 | 0 | 0 | 0 | 0.35052 | 0 | 0 | 0 | 0 | 0 | 0 | 0 | 0 | 0
0.36261 | 0 | 0 | 0 | 0 | 0 | 0 | 0 | 0 | 0 | 0.36261 | 0 | 0 | 0 | 0 | 0 | 0 | 0 | 0 | 0
0.37469 | 0 | 0 | 0 | 0 | 0 | 0 | 0 | 0 | 0 | 0.37469 | 0 | 0 | 0 | 0 | 0 | 0 | 0 | 0 | 0
0.38678 | 0 | 0 | 0 | 0 | 0 | 0 | 0 | 0 | 0 | 0.38678 | 0 | 0 | 0 | 0 | 0 | 0 | 0 | 0 | 0
0.39887 | 0 | 0 | 0 | 0 | 0 | 0 | 0 | 0 | 0 | 0.39887 | 0 | 0 | 0 | 0 | 0 | 0 | 0 | 0 | 0
0.41095 | 0 | 0 | 0 | 0 | 0 | 0 | 0 | 0 | 0 | 0.41095 | 0 | 0 | 0 | 0 | 0 | 0 | 0 | 0 | 0
0.42304 | 0 | 0 | 0 | 0 | 0 | 0 | 0 | 0 | 0 | 0.42304 | 0 | 0 | 0 | 0 | 0 | 0 | 0 | 0 | 0
0.43513 | 0 | 0 | 0 | 0 | 0 | 0 | 0 | 0 | 0 | 0.43513 | 0 | 0 | 0 | 0 | 0 | 0 | 0 | 0 | 0
0.44721 | 0 | 0 | 0 | 0 | 0 | 0 | 0 | 0 | 0 | 0.44721 | 0 | 0 | 0 | 0 | 0 | 0 | 0 | 0 | 0
0.4593 | 0 | 0 | 0 | 0 | 0 | 0 | 0 | 0 | 0 | 0.4593 | 0 | 0 | 0 | 0 | 0 | 0 | 0 | 0 | 0
0.47139 | 0 | 0 | 0 | 0 | 0 | 0 | 0 | 0 | 0 | 0.47139 | 0 | 0 | 0 | 0 | 0 | 0 | 0 | 0 | 0
0.48347 | 0 | 0 | 0 | 0 | 0 | 0 | 0 | 0 | 0 | 0.48347 | 0 | 0 | 0 | 0 | 0 | 0 | 0 | 0 | 0
0.49556 | 0 | 0 | 0 | 0 | 0 | 0 | 0 | 0 | 0 | 0.49556 | 0 | 0 | 0 | 0 | 0 | 0 | 0 | 0 | 0
0.50765 | 0 | 0 | 0 | 0 | 0 | 0 | 0 | 0 | 0 | 0.50765 | 0 | 0 | 0 | 0 | 0 | 0 | 0 | 0 | 0
0.51973 | 0 | 0 | 0 | 0 | 0 | 0 | 0 | 0 | 0 | 0.51973 | 0 | 0 | 0 | 0 | 0 | 0 | 0 | 0 | 0
0.53182 | 0 | 0 | 0 | 0 | 0 | 0 | 0 | 0 | 0 | 0.53182 | 0 | 0 | 0 | 0 | 0 | 0 | 0 | 0 | 0
0.54391 | 0 | 0 | 0 | 0 | 0 | 0 | 0 | 0 | 0 | 0.54391 | 0 | 0 | 0 | 0 | 0 | 0 | 0 | 0 | 0
0.556 | 0 | 0 | 0 | 0 | 0 | 0 | 0 | 0 | 0 | 0.556 | 0 | 0 | 0 | 0 | 0 | 0 | 0 | 0 | 0
0.56808 | 0 | 0 | 0 | 0 | 0 | 0 | 0 | 0 | 0 | 0.56808 | 0 | 0 | 0 | 0 | 0 | 0 | 0 | 0 | 0
0.58017 | 0 | 0 | 0 | 0 | 0 | 0 | 0 | 0 | 0 | 0.58017 | 0 | 0 | 0 | 0 | 0 | 0 | 0 | 0 | 0
0.59226 | 0 | 0 | 0 | 0 | 0 | 0 | 0 | 0 | 0 | 0.59226 | 0 | 0 | 0 | 0 | 0 | 0 | 0 | 0 | 0
0.60434 | 0 | 0 | 0 | 0 | 0 | 0 | 0 | 0 | 0 | 0.60434 | 0 | 0 | 0 | 0 | 0 | 0 | 0 | 0 | 0
0.61643 | 0 | 0 | 0 | 0 | 0 | 0 | 0 | 0 | 0 | 0.61643 | 0 | 0 | 0 | 0 | 0 | 0 | 0 | 0 | 0
0.62852 | 0 | 0 | 0 | 0 | 0 | 0 | 0 | 0 | 0 | 0.62852 | 0 | 0 | 0 | 0 | 0 | 0 | 0 | 0 | 0
0.6406 | 0 | 0 | 0 | 0 | 0 | 0 | 0 | 0 | 0 | 0.6406 | 0 | 0 | 0 | 0 | 0 | 0 | 0 | 0 | 0
0.65269 | 0 | 0 | 0 | 0 | 0 | 0 | 0 | 0 | 0 | 0.65269 | 0 | 0 | 0 | 0 | 0 | 0 | 0 | 0 | 0
0.66478 | 0 | 0 | 0 | 0 | 0 | 0 | 0 | 0 | 0 | 0.66478 | 0 | 0 | 0 | 0 | 0 | 0 | 0 | 0 | 0
0.67686 | 0 | 0 | 0 | 0 | 0 | 0 | 0 | 0 | 0 | 0.67686 | 0 | 0 | 0 | 0 | 0 | 0 | 0 | 0 | 0
0.68895 | 0 | 0 | 0 | 0 | 0 | 0 | 0 | 0 | 0 | 0.68895 | 0 | 0 | 0 | 0 | 0 | 0 | 0 | 0 | 0
0.70104 | 0 | 0 | 0 | 0 | 0 | 0 | 0 | 0 | 0 | 0.70104 | 0 | 0 | 0 | 0 | 0 | 0 | 0 | 0 | 0
0.71312 | 0 | 0 | 0 | 0 | 0 | 0 | 0 | 0 | 0 | 0.71312 | 0 | 0 | 0 | 0 | 0 | 0 | 0 | 0 | 0
0.72521 | 0 | 0 | 0 | 0 | 0 | 0 | 0 | 0 | 0 | 0.72521 | 0 | 0 | 0 | 0 | 0 | 0 | 0 | 0 | 0
0.7373 | 0 | 0 | 0 | 0 | 0 | 0 | 0 | 0 | 0 | 0.7373 | 0 | 0 | 0 | 0 | 0 | 0 | 0 | 0 | 0
0.74939 | 0 | 0 | 0 | 0 | 0 | 0 | 0 | 0 | 0 | 0.74939 | 0 | 0 | 0 | 0 | 0 | 0 | 0 | 0 | 0
0.76147 | 0 | 0 | 0 | 0 | 0 | 0 | 0 | 0 | 0 | 0.76147 | 0 | 0 | 0 | 0 | 0 | 0 | 0 | 0 | 0
0.77356 | 0 | 0 | 0 | 0 | 0 | 0 | 0 | 0 | 0 | 0.77356 | 0 | 0 | 0 | 0 | 0 | 0 | 0 | 0 | 0
0.78565 | 0 | 0 | 0 | 0 | 0 | 0 | 0 | 0 | 0 | 0.78565 | 0 | 0 | 0 | 0 | 0 | 0 | 0 | 0 | 0
0.79773 | 0 | 0 | 0 | 0 | 0 | 0 | 0 | 0 | 0 | 0.79773 | 0 | 0 | 0 | 0 | 0 | 0 | 0 | 0 | 0
0.80982 | 0 | 0 | 0 | 0 | 0 | 0 | 0 | 0 | 0 | 0.80982 | 0 | 0 | 0 | 0 | 0 | 0 | 0 | 0 | 0
0.82191 | 0 | 0 | 0 | 0 | 0 | 0 | 0 | 0 | 0 | 0.82191 | 0 | 0 | 0 | 0 | 0 | 0 | 0 | 0 | 0
0.83399 | 0 | 0 | 0 | 0 | 0 | 0 | 0 | 0 | 0 | 0.83399 | 0 | 0 | 0 | 0 | 0 | 0 | 0 | 0 | 0
0.84608 | 0 | 0 | 0 | 0 | 0 | 0 | 0 | 0 | 0 | 0.84608 | 0 | 0 | 0 | 0 | 0 | 0 | 0 | 0 | 0
0.85817 | 0 | 0 | 0 | 0 | 0 | 0 | 0 | 0 | 0 | 0.85817 | 0 | 0 | 0 | 0 | 0 | 0 | 0 | 0 | 0
0.87025 | 0 | 0 | 0 | 0 | 0 | 0 | 0 | 0 | 0 | 0.87025 | 0 | 0 | 0 | 0 | 0 | 0 | 0 | 0 | 0
0.88234 | 0 | 0 | 0 | 0 | 0 | 0 | 0 | 0 | 0 | 0.88234 | 0 | 0 | 0 | 0 | 0 | 0 | 0 | 0 | 0
0.89443 | 0 | 0 | 0 | 0 | 0 | 0 | 0 | 0 | 0 | 0.89443 | 0 | 0 | 0 | 0 | 0 | 0 | 0 | 0 | 0
0.90651 | 0 | 0 | 0 | 0 | 0 | 0 | 0 | 0 | 0 | 0.90651 | 0 | 0 | 0 | 0 | 0 | 0 | 0 | 0 | 0
0.9186 | 0 | 0 | 0 | 0 | 0 | 0 | 0 | 0 | 0 | 0.9186 | 0 | 0 | 0 | 0 | 0 | 0 | 0 | 0 | 0
0.93069 | 0 | 0 | 0 | 0 | 0 | 0 | 0 | 0 | 0 | 0.93069 | 0 | 0 | 0 | 0 | 0 | 0 | 0 | 0 | 0
0.94277 | 0 | 0 | 0 | 0 | 0 | 0 | 0 | 0 | 0 | 0.94277 | 0 | 0 | 0 | 0 | 0 | 0 | 0 | 0 | 0
0.95486 | 0 | 0 | 0 | 0 | 0 | 0 | 0 | 0 | 0 | 0.95486 | 0 | 0 | 0 | 0 | 0 | 0 | 0 | 0 | 0
0.96695 | 0 | 0 | 0 | 0 | 0 | 0 | 0 | 0 | 0 | 0.96695 | 0 | 0 | 0 | 0 | 0 | 0 | 0 | 0 | 0
0.97904 | 0 | 0 | 0 | 0 | 0 | 0 | 0 | 0 | 0 | 0.97904 | 0 | 0 | 0 | 0 | 0 | 0 | 0 | 0 | 0
0.99112 | 0 | 0 | 0 | 0 | 0 | 0 | 0 | 0 | 0 | 0.99112 | 0 | 0 | 0 | 0 | 0 | 0 | 0 | 0 | 0
1.0032 | 0 | 0 | 0 | 0 | 0 | 0 | 0 | 0 | 0 | 1.0032 | 0 | 0 | 0 | 0 | 0 | 0 | 0 | 0 | 0
1.0153 | 0 | 0 | 0 | 0 | 0 | 0 | 0 | 0 | 0 | 1.0153 | 0 | 0 | 0 | 0 | 0 | 0 | 0 | 0 | 0
1.0274 | 0 | 0 | 0 | 0 | 0 | 0 | 0 | 0 | 0 | 1.0274 | 0 | 0 | 0 | 0 | 0 | 0 | 0 | 0 | 0
1.0395 | 0 | 0 | 0 | 0 | 0 | 0 | 0 | 0 | 0 | 1.0395 | 0 | 0 | 0 | 0 | 0 | 0 | 0 | 0 | 0
1.0516 | 0 | 0 | 0 | 0 | 0 | 0 | 0 | 0 | 0 | 1.0516 | 0 | 0 | 0 | 0 | 0 | 0 | 0 | 0 | 0
1.0636 | 0 | 0 | 0 | 0 | 0 | 0 | 0 | 0 | 0 | 1.0636 | 0 | 0 | 0 | 0 | 0 | 0 | 0 | 0 | 0
1.0757 | 0 | 0 | 0 | 0 | 0 | 0 | 0 | 0 | 0 | 1.0757 | 0 | 0 | 0 | 0 | 0 | 0 | 0 | 0 | 0
1.0878 | 0 | 0 | 0 | 0 | 0 | 0 | 0 | 0 | 0 | 1.0878 | 0 | 0 | 0 | 0 | 0 | 0 | 0 | 0 | 0
1.0999 | 0 | 0 | 0 | 0 | 0 | 0 | 0 | 0 | 0 | 1.0999 | 0 | 0 | 0 | 0 | 0 | 0 | 0 | 0 | 0
1.112 | 0 | 0 | 0 | 0 | 0 | 0 | 0 | 0 | 0 | 1.112 | 0 | 0 | 0 | 0 | 0 | 0 | 0 | 0 | 0
1.1241 | 0 | 0 | 0 | 0 | 0 | 0 | 0 | 0 | 0 | 1.1241 | 0 | 0 | 0 | 0 | 0 | 0 | 0 | 0 | 0
1.1362 | 0 | 0 | 0 | 0 | 0 | 0 | 0 | 0 | 0 | 1.1362 | 0 | 0 | 0 | 0 | 0 | 0 | 0 | 0 | 0
1.1483 | 0 | 0 | 0 | 0 | 0 | 0 | 0 | 0 | 0 | 1.1483 | 0 | 0 | 0 | 0 | 0 | 0 | 0 | 0 | 0
1.1603 | 0 | 0 | 0 | 0 | 0 | 0 | 0 | 0 | 0 | 1.1603 | 0 | 0 | 0 | 0 | 0 | 0 | 0 | 0 | 0
1.1724 | 0 | 0 | 0 | 0 | 0 | 0 | 0 | 0 | 0 | 1.1724 | 0 | 0 | 0 | 0 | 0 | 0 | 0 | 0 | 0
1.1845 | 0 | 0 | 0 | 0 | 0 | 0 | 0 | 0 | 0 | 1.1845 | 0 | 0 | 0 | 0 | 0 | 0 | 0 | 0 | 0
1.1966 | 0 | 0 | 0 | 0 | 0 | 0 | 0 | 0 | 0 | 1.1966 | 0 | 0 | 0 | 0 | 0 | 0 | 0 | 0 | 0
1.2087 | 0 | 0 | 0 | 0 | 0 | 0 | 0 | 0 | 0 | 1.2087 | 0 | 0 | 0 | 0 | 0 | 0 | 0 | 0 | 0
1.2208 | 0 | 0 | 0 | 0 | 0 | 0 | 0 | 0 | 0 | 1.2208 | 0 | 0 | 0 | 0 | 0 | 0 | 0 | 0 | 0
1.2329 | 0 | 0 | 0 | 0 | 0 | 0 | 0 | 0 | 0 | 1.2329 | 0 | 0 | 0 | 0 | 0 | 0 | 0 | 0 | 0
1.2449 | 0 | 0 | 0 | 0 | 0 | 0 | 0 | 0 | 0 | 1.2449 | 0 | 0 | 0 | 0 | 0 | 0 | 0 | 0 | 0
1.257 | 0 | 0 | 0 | 0 | 0 | 0 | 0 | 0 | 0 | 1.257 | 0 | 0 | 0 | 0 | 0 | 0 | 0 | 0 | 0
1.2691 | 0 | 0 | 0 | 0 | 0 | 0 | 0 | 0 | 0 | 1.2691 | 0 | 0 | 0 | 0 | 0 | 0 | 0 | 0 | 0
1.2812 | 0 | 0 | 0 | 0 | 0 | 0 | 0 | 0 | 0 | 1.2812 | 0 | 0 | 0 | 0 | 0 | 0 | 0 | 0 | 0
1.2933 | 0 | 0 | 0 | 0 | 0 | 0 | 0 | 0 | 0 | 1.2933 | 0 | 0 | 0 | 0 | 0 | 0 | 0 | 0 | 0
1.3054 | 0 | 0 | 0 | 0 | 0 | 0 | 0 | 0 | 0 | 1.3054 | 0 | 0 | 0 | 0 | 0 | 0 | 0 | 0 | 0
1.3175 | 0 | 0 | 0 | 0 | 0 | 0 | 0 | 0 | 0 | 1.3175 | 0 | 0 | 0 | 0 | 0 | 0 | 0 | 0 | 0
1.3296 | 0 | 0 | 0 | 0 | 0 | 0 | 0 | 0 | 0 | 1.3296 | 0 | 0 | 0 | 0 | 0 | 0 | 0 | 0 | 0
1.3416 | 0 | 0 | 0 | 0 | 0 | 0 | 0 | 0 | 0 | 1.3416 | 0 | 0 | 0 | 0 | 0 | 0 | 0 | 0 | 0
1.3537 | 0 | 0 | 0 | 0 | 0 | 0 | 0 | 0 | 0 | 1.3537 | 0 | 0 | 0 | 0 | 0 | 0 | 0 | 0 | 0
1.3658 | 0 | 0 | 0 | 0 | 0 | 0 | 0 | 0 | 0 | 1.3658 | 0 | 0 | 0 | 0 | 0 | 0 | 0 | 0 | 0
1.3779 | 0 | 0 | 0 | 0 | 0 | 0 | 0 | 0 | 0 | 1.3779 | 0 | 0 | 0 | 0 | 0 | 0 | 0 | 0 | 0
1.39 | 0 | 0 | 0 | 0 | 0 | 0 | 0 | 0 | 0 | 1.39 | 0 | 0 | 0 | 0 | 0 | 0 | 0 | 0 | 0
1.4021 | 0 | 0 | 0 | 0 | 0 | 0 | 0 | 0 | 0 | 1.4021 | 0 | 0 | 0 | 0 | 0 | 0 | 0 | 0 | 0
1.4142 | 0 | 0 | 0 | 0 | 0 | 0 | 0 | 0 | 0 | 1.4142 | 0 | 0 | 0 | 0 | 0 | 0 | 0 | 0 | 0
1.4262 | 0 | 0 | 0 | 0 | 0 | 0 | 0 | 0 | 0 | 1.4262 | 0 | 0 | 0 | 0 | 0 | 0 | 0 | 0 | 0
1.4383 | 0 | 0 | 0 | 0 | 0 | 0 | 0 | 0 | 0 | 1.4383 | 0 | 0 | 0 | 0 | 0 | 0 | 0 | 0 | 0
1.4504 | 0 | 0 | 0 | 0 | 0 | 0 | 0 | 0 | 0 | 1.4504 | 0 | 0 | 0 | 0 | 0 | 0 | 0 | 0 | 0
1.4625 | 0 | 0 | 0 | 0 | 0 | 0 | 0 | 0 | 0 | 1.4625 | 0 | 0 | 0 | 0 | 0 | 0 | 0 | 0 | 0
1.4746 | 0 | 0 | 0 | 0 | 0 | 0 | 0 | 0 | 0 | 1.4746 | 0 | 0 | 0 | 0 | 0 | 0 | 0 | 0 | 0
1.4867 | 0 | 0 | 0 | 0 | 0 | 0 | 0 | 0 | 0 | 1.4867 | 0 | 0 | 0 | 0 | 0 | 0 | 0 | 0 | 0
1.4988 | 0 | 0 | 0 | 0 | 0 | 0 | 0 | 0 | 0 | 1.4988 | 0 | 0 | 0 | 0 | 0 | 0 | 0 | 0 | 0
1.5109 | 0 | 0 | 0 | 0 | 0 | 0 | 0 | 0 | 0 | 1.5109 | 0 | 0 | 0 | 0 | 0 | 0 | 0 | 0 | 0
1.5229 | 0 | 0 | 0 | 0 | 0 | 0 | 0 | 0 | 0 | 1.5229 | 0 | 0 | 0 | 0 | 0 | 0 | 0 | 0 | 0
1.535 | 0 | 0 | 0 | 0 | 0 | 0 | 0 | 0 | 0 | 1.535 | 0 | 0 | 0 | 0 | 0 | 0 | 0 | 0 | 0
1.5471 | 0 | 0 | 0 | 0 | 0 | 0 | 0 | 0 | 0 | 1.5471 | 0 | 0 | 0 | 0 | 0 | 0 | 0 | 0 | 0
1.5592 | 0 | 0 | 0 | 0 | 0 | 0 | 0 | 0 | 0 | 1.5592 | 0 | 0 | 0 | 0 | 0 | 0 | 0 | 0 | 0
1.5713 | 0 | 0 | 0 | 0 | 0 | 0 | 0 | 0 | 0 | 1.5713 | 0 | 0 | 0 | 0 | 0 | 0 | 0 | 0 | 0
1.5834 | 0 | 0 | 0 | 0 | 0 | 0 | 0 | 0 | 0 | 1.5834 | 0 | 0 | 0 | 0 | 0 | 0 | 0 | 0 | 0
1.5955 | 1.3619e-314 | 1.3619e-314 | 0 | 0 | 0 | 0 | 0 | 0 | 0 | 1.5955 | 1.3619e-314 | 1.3619e-314 | 0 | 0 | 0 | 0 | 0 | 0 | 0
1.6076 | 3.4498e-294 | 3.4498e-294 | 0 | 0 | 0 | 0 | 0 | 0 | 0 | 1.6076 | 3.4498e-294 | 3.4498e-294 | 0 | 0 | 0 | 0 | 0 | 0 | 0
1.6196 | 1.2782e-274 | 1.2782e-274 | 0 | 0 | 0 | 0 | 0 | 0 | 0 | 1.6196 | 1.2782e-274 | 1.2782e-274 | 0 | 0 | 0 | 0 | 0 | 0 | 0
1.6317 | 7.2305e-256 | 7.2305e-256 | 0 | 0 | 0 | 0 | 0 | 0 | 0 | 1.6317 | 7.2305e-256 | 7.2305e-256 | 0 | 0 | 0 | 0 | 0 | 0 | 0
1.6438 | 6.5081e-238 | 6.5081e-238 | 0 | 0 | 0 | 0 | 0 | 0 | 0 | 1.6438 | 6.5081e-238 | 6.5081e-238 | 0 | 0 | 0 | 0 | 0 | 0 | 0
1.6559 | 9.7043e-221 | 9.7043e-221 | 0 | 0 | 0 | 0 | 0 | 0 | 0 | 1.6559 | 9.7043e-221 | 9.7043e-221 | 0 | 0 | 0 | 0 | 0 | 0 | 0
1.668 | 2.4926e-204 | 2.4926e-204 | 0 | 0 | 0 | 0 | 0 | 0 | 0 | 1.668 | 2.4926e-204 | 2.4926e-204 | 0 | 0 | 0 | 0 | 0 | 0 | 0
1.6801 | 1.1456e-188 | 1.1456e-188 | 0 | 0 | 0 | 0 | 0 | 0 | 0 | 1.6801 | 1.1456e-188 | 1.1456e-188 | 0 | 0 | 0 | 0 | 0 | 0 | 0
1.6922 | 9.7746e-174 | 9.7746e-174 | 0 | 0 | 0 | 0 | 0 | 0 | 0 | 1.6922 | 9.7746e-174 | 9.7746e-174 | 0 | 0 | 0 | 0 | 0 | 0 | 0
1.7042 | 1.6048e-159 | 1.6048e-159 | 0 | 0 | 0 | 0 | 0 | 0 | 0 | 1.7042 | 1.6048e-159 | 1.6048e-159 | 0 | 0 | 0 | 0 | 0 | 0 | 0
1.7163 | 5.2492e-146 | 5.2492e-146 | 0 | 0 | 0 | 0 | 0 | 0 | 0 | 1.7163 | 5.2492e-146 | 5.2492e-146 | 0 | 0 | 0 | 0 | 0 | 0 | 0
1.7284 | 3.5387e-133 | 3.5387e-133 | 0 | 0 | 0 | 0 | 0 | 0 | 0 | 1.7284 | 3.5387e-133 | 3.5387e-133 | 0 | 0 | 0 | 0 | 0 | 0 | 0
1.7405 | 5.0811e-121 | 5.0811e-121 | 0 | 0 | 0 | 0 | 0 | 0 | 0 | 1.7405 | 5.0811e-121 | 5.0811e-121 | 0 | 0 | 0 | 0 | 0 | 0 | 0
1.7526 | 1.6045e-109 | 1.6045e-109 | 0 | 0 | 0 | 0 | 0 | 0 | 0 | 1.7526 | 1.6045e-109 | 1.6045e-109 | 0 | 0 | 0 | 0 | 0 | 0 | 0
1.7647 | 1.1494e-98 | 1.1494e-98 | 0 | 0 | 0 | 0 | 0 | 0 | 0 | 1.7647 | 1.1494e-98 | 1.1494e-98 | 0 | 0 | 0 | 0 | 0 | 0 | 0
1.7768 | 1.9255e-88 | 1.9255e-88 | 0 | 0 | 0 | 0 | 0 | 0 | 0 | 1.7768 | 1.9255e-88 | 1.9255e-88 | 0 | 0 | 0 | 0 | 0 | 0 | 0
1.7889 | 7.768e-79 | 7.768e-79 | 0 | 0 | 0 | 0 | 0 | 0 | 0 | 1.7889 | 7.768e-79 | 7.768e-79 | 0 | 0 | 0 | 0 | 0 | 0 | 0
1.8009 | 7.7668e-70 | 7.7668e-70 | 0 | 0 | 0 | 0 | 0 | 0 | 0 | 1.8009 | 7.7668e-70 | 7.7668e-70 | 0 | 0 | 0 | 0 | 0 | 0 | 0
1.813 | 1.979e-61 | 1.979e-61 | 0 | 0 | 0 | 0 | 0 | 0 | 0 | 1.813 | 1.979e-61 | 1.979e-61 | 0 | 0 | 0 | 0 | 0 | 0 | 0
1.8251 | 1.3205e-53 | 1.3205e-53 | 0 | 0 | 0 | 0 | 0 | 0 | 0 | 1.8251 | 1.3205e-53 | 1.3205e-53 | 0 | 0 | 0 | 0 | 0 | 0 | 0
1.8372 | 2.3691e-46 | 2.3691e-46 | 0 | 0 | 0 | 0 | 0 | 0 | 0 | 1.8372 | 2.3691e-46 | 2.3691e-46 | 0 | 0 | 0 | 0 | 0 | 0 | 0
1.8493 | 1.1726e-39 | 1.1726e-39 | 0 | 0 | 0 | 0 | 0 | 0 | 0 | 1.8493 | 1.1726e-39 | 1.1726e-39 | 0 | 0 | 0 | 0 | 0 | 0 | 0
1.8614 | 1.642e-33 | 1.642e-33 | 0 | 0 | 0 | 0 | 0 | 0 | 0 | 1.8614 | 1.642e-33 | 1.642e-33 | 0 | 0 | 0 | 0 | 0 | 0 | 0
1.8735 | 6.6659e-28 | 6.6659e-28 | 0 | 0 | 0 | 0 | 0 | 0 | 0 | 1.8735 | 6.6659e-28 | 6.6659e-28 | 0 | 0 | 0 | 0 | 0 | 0 | 0
1.8855 | 8.0339e-23 | 8.0339e-23 | 0 | 0 | 0 | 0 | 0 | 0 | 0 | 1.8855 | 8.0339e-23 | 8.0339e-23 | 0 | 0 | 0 | 0 | 0 | 0 | 0
1.8976 | 2.9422e-18 | 2.9422e-18 | 0 | 0 | 0 | 0 | 0 | 0 | 0 | 1.8976 | 2.9422e-18 | 2.9422e-18 | 0 | 0 | 0 | 0 | 0 | 0 | 0
1.9097 | 3.3489e-14 | 3.3489e-14 | 0 | 0 | 0 | 0 | 0 | 0 | 0 | 1.9097 | 3.3489e-14 | 3.3489e-14 | 0 | 0 | 0 | 0 | 0 | 0 | 0
1.9218 | 1.2112e-10 | 1.2112e-10 | 0 | 0 | 0 | 0 | 0 | 0 | 0 | 1.9218 | 1.2112e-10 | 1.2112e-10 | 0 | 0 | 0 | 0 | 0 | 0 | 0
1.9339 | 1.422e-07 | 1.422e-07 | 0 | 0 | 0 | 0 | 0 | 0 | 0 | 1.9339 | 1.422e-07 | 1.422e-07 | 0 | 0 | 0 | 0 | 0 | 0 | 0
1.946 | 5.5351e-05 | 5.5351e-05 | 0 | 0 | 0 | 0 | 0 | 0 | 0 | 1.946 | 5.5351e-05 | 5.5351e-05 | 0 | 0 | 0 | 0 | 0 | 0 | 0
1.9581 | 0.0072902 | 0.0072902 | 0 | 0 | 0 | 0 | 0 | 0 | 0 | 1.9581 | 0.0072902 | 0.0072902 | 0 | 0 | 0 | 0 | 0 | 0 | 0
1.9702 | 0.33143 | 0.33143 | 0 | 0 | 0 | 0 | 0 | 0 | 0 | 1.9702 | 0.33143 | 0.33143 | 0 | 0 | 0 | 0 | 0 | 0 | 0
1.9822 | 5.3034 | 5.3034 | 0 | 0 | 0 | 0 | 0 | 0 | 0 | 1.9822 | 5.3034 | 5.3034 | 0 | 0 | 0 | 0 | 0 | 0 | 0
1.9943 | 30.4414 | 30.4414 | 0 | 0 | 0 | 0 | 0 | 0 | 0 | 1.9943 | 30.4414 | 30.4414 | 0 | 0 | 0 | 0 | 0 | 0 | 0
2.0064 | 63.8507 | 63.8507 | 0 | 0 | 0 | 0 | 0 | 0 | 0 | 2.0064 | 63.8507 | 63.8507 | 0 | 0 | 0 | 0 | 0 | 0 | 0
2.0185 | 49.8328 | 49.8328 | 0 | 0 | 0 | 0 | 0 | 0 | 0 | 2.0185 | 49.8328 | 49.8328 | 0 | 0 | 0 | 0 | 0 | 0 | 0
2.0306 | 14.7292 | 14.7292 | 0 | 0 | 0 | 0 | 0 | 0 | 0 | 2.0306 | 14.7292 | 14.7292 | 0 | 0 | 0 | 0 | 0 | 0 | 0
2.0427 | 1.6774 | 1.6774 | 0 | 0 | 0 | 0 | 0 | 0 | 0 | 2.0427 | 1.6774 | 1.6774 | 0 | 0 | 0 | 0 | 0 | 0 | 0
2.0548 | 0.074854 | 0.074854 | 0 | 0 | 0 | 0 | 0 | 0 | 0 | 2.0548 | 0.074854 | 0.074854 | 0 | 0 | 0 | 0 | 0 | 0 | 0
2.0669 | 0.0013306 | 0.0013306 | 0 | 0 | 0 | 0 | 0 | 0 | 0 | 2.0669 | 0.0013306 | 0.0013306 | 0 | 0 | 0 | 0 | 0 | 0 | 0
2.0789 | 9.5738e-06 | 9.5738e-06 | 0 | 0 | 0 | 0 | 0 | 0 | 0 | 2.0789 | 9.5738e-06 | 9.5738e-06 | 0 | 0 | 0 | 0 | 0 | 0 | 0
2.091 | 2.8324e-08 | 2.8324e-08 | 0 | 0 | 0 | 0 | 0 | 0 | 0 | 2.091 | 2.8324e-08 | 2.8324e-08 | 0 | 0 | 0 | 0 | 0 | 0 | 0
2.1031 | 3.4988e-11 | 3.4988e-11 | 0 | 0 | 0 | 0 | 0 | 0 | 0 | 2.1031 | 3.4988e-11 | 3.4988e-11 | 0 | 0 | 0 | 0 | 0 | 0 | 0
2.1152 | 1.8318e-14 | 1.8318e-14 | 0 | 0 | 0 | 0 | 0 | 0 | 0 | 2.1152 | 1.8318e-14 | 1.8318e-14 | 0 | 0 | 0 | 0 | 0 | 0 | 0
2.1273 | 4.1245e-18 | 4.1245e-18 | 0 | 0 | 0 | 0 | 0 | 0 | 0 | 2.1273 | 4.1245e-18 | 4.1245e-18 | 0 | 0 | 0 | 0 | 0 | 0 | 0
2.1394 | 4.0515e-22 | 4.0515e-22 | 0 | 0 | 0 | 0 | 0 | 0 | 0 | 2.1394 | 4.0515e-22 | 4.0515e-22 | 0 | 0 | 0 | 0 | 0 | 0 | 0
2.1515 | 1.7607e-26 | 1.7607e-26 | 0 | 0 | 0 | 0 | 0 | 0 | 0 | 2.1515 | 1.7607e-26 | 1.7607e-26 | 0 | 0 | 0 | 0 | 0 | 0 | 0
2.1635 | 3.4319e-31 | 3.4319e-31 | 0 | 0 | 0 | 0 | 0 | 0 | 0 | 2.1635 | 3.4319e-31 | 3.4319e-31 | 0 | 0 | 0 | 0 | 0 | 0 | 0
2.1756 | 3.0405e-36 | 3.0405e-36 | 0 | 0 | 0 | 0 | 0 | 0 | 0 | 2.1756 | 3.0405e-36 | 3.0405e-36 | 0 | 0 | 0 | 0 | 0 | 0 | 0
2.1877 | 1.2405e-41 | 1.2405e-41 | 0 | 0 | 0 | 0 | 0 | 0 | 0 | 2.1877 | 1.2405e-41 | 1.2405e-41 | 0 | 0 | 0 | 0 | 0 | 0 | 0
2.1998 | 2.3607e-47 | 2.3607e-47 | 0 | 0 | 0 | 0 | 0 | 0 | 0 | 2.1998 | 2.3607e-47 | 2.3607e-47 | 0 | 0 | 0 | 0 | 0 | 0 | 0
2.2119 | 2.1218e-53 | 2.1218e-53 | 0 | 0 | 0 | 0 | 0 | 0 | 0 | 2.2119 | 2.1218e-53 | 2.1218e-53 | 0 | 0 | 0 | 0 | 0 | 0 | 0
2.224 | 9.118e-60 | 9.118e-60 | 0 | 0 | 0 | 0 | 0 | 0 | 0 | 2.224 | 9.118e-60 | 9.118e-60 | 0 | 0 | 0 | 0 | 0 | 0 | 0
2.2361 | 1.896e-66 | 1.896e-66 | 0 | 0 | 0 | 0 | 0 | 0 | 0 | 2.2361 | 1.896e-66 | 1.896e-66 | 0 | 0 | 0 | 0 | 0 | 0 | 0
2.2482 | 1.9301e-73 | 1.9301e-73 | 0 | 0 | 0 | 0 | 0 | 0 | 0 | 2.2482 | 1.9301e-73 | 1.9301e-73 | 0 | 0 | 0 | 0 | 0 | 0 | 0
2.2602 | 9.7301e-81 | 9.7301e-81 | 0 | 0 | 0 | 0 | 0 | 0 | 0 | 2.2602 | 9.7301e-81 | 9.7301e-81 | 0 | 0 | 0 | 0 | 0 | 0 | 0
2.2723 | 2.4565e-88 | 2.4565e-88 | 0 | 0 | 0 | 0 | 0 | 0 | 0 | 2.2723 | 2.4565e-88 | 2.4565e-88 | 0 | 0 | 0 | 0 | 0 | 0 | 0
2.2844 | 3.1402e-96 | 3.1402e-96 | 0 | 0 | 0 | 0 | 0 | 0 | 0 | 2.2844 | 3.1402e-96 | 3.1402e-96 | 0 | 0 | 0 | 0 | 0 | 0 | 0
2.2965 | 2.0544e-104 | 2.0544e-104 | 0 | 0 | 0 | 0 | 0 | 0 | 0 | 2.2965 | 2.0544e-104 | 2.0544e-104 | 0 | 0 | 0 | 0 | 0 | 0 | 0
2.3086 | 6.9516e-113 | 6.9516e-113 | 0 | 0 | 0 | 0 | 0 | 0 | 0 | 2.3086 | 6.9516e-113 | 6.9516e-113 | 0 | 0 | 0 | 0 | 0 | 0 | 0
2.3207 | 1.2292e-121 | 1.2292e-121 | 0 | 0 | 0 | 0 | 0 | 0 | 0 | 2.3207 | 1.2292e-121 | 1.2292e-121 | 0 | 0 | 0 | 0 | 0 | 0 | 0
2.3328 | 1.1473e-130 | 1.1473e-130 | 0 | 0 | 0 | 0 | 0 | 0 | 0 | 2.3328 | 1.1473e-130 | 1.1473e-130 | 0 | 0 | 0 | 0 | 0 | 0 | 0
2.3448 | 5.7089e-140 | 5.7089e-140 | 0 | 0 | 0 | 0 | 0 | 0 | 0 | 2.3448 | 5.7089e-140 | 5.7089e-140 | 0 | 0 | 0 | 0 | 0 | 0 | 0
2.3569 | 1.5291e-149 | 1.5291e-149 | 0 | 0 | 0 | 0 | 0 | 0 | 0 | 2.3569 | 1.5291e-149 | 1.5291e-149 | 0 | 0 | 0 | 0 | 0 | 0 | 0
2.369 | 2.2257e-159 | 2.2257e-159 | 0 | 0 | 0 | 0 | 0 | 0 | 0 | 2.369 | 2.2257e-159 | 2.2257e-159 | 0 | 0 | 0 | 0 | 0 | 0 | 0
2.3811 | 1.7768e-169 | 1.7768e-169 | 0 | 0 | 0 | 0 | 0 | 0 | 0 | 2.3811 | 1.7768e-169 | 1.7768e-169 | 0 | 0 | 0 | 0 | 0 | 0 | 0
2.3932 | 7.8515e-180 | 7.8515e-180 | 0 | 0 | 0 | 0 | 0 | 0 | 0 | 2.3932 | 7.8515e-180 | 7.8515e-180 | 0 | 0 | 0 | 0 | 0 | 0 | 0
2.4053 | 1.9375e-190 | 1.9375e-190 | 0 | 0 | 0 | 0 | 0 | 0 | 0 | 2.4053 | 1.9375e-190 | 1.9375e-190 | 0 | 0 | 0 | 0 | 0 | 0 | 0
2.4174 | 2.6936e-201 | 2.6936e-201 | 0 | 0 | 0 | 0 | 0 | 0 | 0 | 2.4174 | 2.6936e-201 | 2.6936e-201 | 0 | 0 | 0 | 0 | 0 | 0 | 0
2.4295 | 2.1277e-212 | 2.1277e-212 | 0 | 0 | 0 | 0 | 0 | 0 | 0 | 2.4295 | 2.1277e-212 | 2.1277e-212 | 0 | 0 | 0 | 0 | 0 | 0 | 0
2.4415 | 9.6307e-224 | 9.6307e-224 | 0 | 0 | 0 | 0 | 0 | 0 | 0 | 2.4415 | 9.6307e-224 | 9.6307e-224 | 0 | 0 | 0 | 0 | 0 | 0 | 0
2.4536 | 2.5184e-235 | 2.5184e-235 | 0 | 0 | 0 | 0 | 0 | 0 | 0 | 2.4536 | 2.5184e-235 | 2.5184e-235 | 0 | 0 | 0 | 0 | 0 | 0 | 0
2.4657 | 3.8355e-247 | 3.8355e-247 | 0 | 0 | 0 | 0 | 0 | 0 | 0 | 2.4657 | 3.8355e-247 | 3.8355e-247 | 0 | 0 | 0 | 0 | 0 | 0 | 0
2.4778 | 3.4291e-259 | 3.4291e-259 | 0 | 0 | 0 | 0 | 0 | 0 | 0 | 2.4778 | 3.4291e-259 | 3.4291e-259 | 0 | 0 | 0 | 0 | 0 | 0 | 0
2.4899 | 1.8137e-271 | 1.8137e-271 | 0 | 0 | 0 | 0 | 0 | 0 | 0 | 2.4899 | 1.8137e-271 | 1.8137e-271 | 0 | 0 | 0 | 0 | 0 | 0 | 0
2.502 | 5.7188e-284 | 5.7188e-284 | 0 | 0 | 0 | 0 | 0 | 0 | 0 | 2.502 | 5.7188e-284 | 5.7188e-284 | 0 | 0 | 0 | 0 | 0 | 0 | 0
2.5141 | 1.083e-296 | 1.083e-296 | 0 | 0 | 0 | 0 | 0 | 0 | 0 | 2.5141 | 1.083e-296 | 1.083e-296 | 0 | 0 | 0 | 0 | 0 | 0 | 0
2.5262 | 1.2408e-309 | 1.2408e-309 | 0 | 0 | 0 | 0 | 0 | 0 | 0 | 2.5262 | 1.2408e-309 | 1.2408e-309 | 0 | 0 | 0 | 0 | 0 | 0 | 0
2.5382 | 0 | 0 | 0 | 0 | 0 | 0 | 0 | 0 | 0 | 2.5382 | 0 | 0 | 0 | 0 | 0 | 0 | 0 | 0 | 0
2.5503 | 0 | 0 | 0 | 0 | 0 | 0 | 0 | 0 | 0 | 2.5503 | 0 | 0 | 0 | 0 | 0 | 0 | 0 | 0 | 0
2.5624 | 0 | 0 | 0 | 0 | 0 | 0 | 0 | 0 | 0 | 2.5624 | 0 | 0 | 0 | 0 | 0 | 0 | 0 | 0 | 0
2.5745 | 0 | 0 | 0 | 0 | 0 | 0 | 0 | 0 | 0 | 2.5745 | 0 | 0 | 0 | 0 | 0 | 0 | 0 | 0 | 0
2.5866 | 0 | 0 | 0 | 0 | 0 | 0 | 0 | 0 | 0 | 2.5866 | 0 | 0 | 0 | 0 | 0 | 0 | 0 | 0 | 0
2.5987 | 0 | 0 | 0 | 0 | 0 | 0 | 0 | 0 | 0 | 2.5987 | 0 | 0 | 0 | 0 | 0 | 0 | 0 | 0 | 0
2.6108 | 0 | 0 | 0 | 0 | 0 | 0 | 0 | 0 | 0 | 2.6108 | 0 | 0 | 0 | 0 | 0 | 0 | 0 | 0 | 0
2.6228 | 0 | 0 | 0 | 0 | 0 | 0 | 0 | 0 | 0 | 2.6228 | 0 | 0 | 0 | 0 | 0 | 0 | 0 | 0 | 0
2.6349 | 0 | 0 | 0 | 0 | 0 | 0 | 0 | 0 | 0 | 2.6349 | 0 | 0 | 0 | 0 | 0 | 0 | 0 | 0 | 0
2.647 | 0 | 0 | 0 | 0 | 0 | 0 | 0 | 0 | 0 | 2.647 | 0 | 0 | 0 | 0 | 0 | 0 | 0 | 0 | 0
2.6591 | 0 | 0 | 0 | 0 | 0 | 0 | 0 | 0 | 0 | 2.6591 | 0 | 0 | 0 | 0 | 0 | 0 | 0 | 0 | 0
2.6712 | 0 | 0 | 0 | 0 | 0 | 0 | 0 | 0 | 0 | 2.6712 | 0 | 0 | 0 | 0 | 0 | 0 | 0 | 0 | 0
2.6833 | 0 | 0 | 0 | 0 | 0 | 0 | 0 | 0 | 0 | 2.6833 | 0 | 0 | 0 | 0 | 0 | 0 | 0 | 0 | 0
2.6954 | 0 | 0 | 0 | 0 | 0 | 0 | 0 | 0 | 0 | 2.6954 | 0 | 0 | 0 | 0 | 0 | 0 | 0 | 0 | 0
2.7075 | 0 | 0 | 0 | 0 | 0 | 0 | 0 | 0 | 0 | 2.7075 | 0 | 0 | 0 | 0 | 0 | 0 | 0 | 0 | 0
2.7195 | 0 | 0 | 0 | 0 | 0 | 0 | 0 | 0 | 0 | 2.7195 | 0 | 0 | 0 | 0 | 0 | 0 | 0 | 0 | 0
2.7316 | 0 | 0 | 0 | 0 | 0 | 0 | 0 | 0 | 0 | 2.7316 | 0 | 0 | 0 | 0 | 0 | 0 | 0 | 0 | 0
2.7437 | 0 | 0 | 0 | 0 | 0 | 0 | 0 | 0 | 0 | 2.7437 | 0 | 0 | 0 | 0 | 0 | 0 | 0 | 0 | 0
2.7558 | 0 | 0 | 0 | 0 | 0 | 0 | 0 | 0 | 0 | 2.7558 | 0 | 0 | 0 | 0 | 0 | 0 | 0 | 0 | 0
2.7679 | 0 | 0 | 0 | 0 | 0 | 0 | 0 | 0 | 0 | 2.7679 | 0 | 0 | 0 | 0 | 0 | 0 | 0 | 0 | 0
2.78 | 0 | 0 | 0 | 0 | 0 | 0 | 0 | 0 | 0 | 2.78 | 0 | 0 | 0 | 0 | 0 | 0 | 0 | 0 | 0
2.7921 | 0 | 0 | 0 | 0 | 0 | 0 | 0 | 0 | 0 | 2.7921 | 0 | 0 | 0 | 0 | 0 | 0 | 0 | 0 | 0
2.8042 | 0 | 0 | 0 | 0 | 0 | 0 | 0 | 0 | 0 | 2.8042 | 0 | 0 | 0 | 0 | 0 | 0 | 0 | 0 | 0
2.8162 | 0 | 0 | 0 | 0 | 0 | 0 | 0 | 0 | 0 | 2.8162 | 0 | 0 | 0 | 0 | 0 | 0 | 0 | 0 | 0
2.8283 | 0 | 0 | 0 | 0 | 0 | 0 | 0 | 0 | 0 | 2.8283 | 0 | 0 | 0 | 0 | 0 | 0 | 0 | 0 | 0
2.8404 | 0 | 0 | 0 | 0 | 0 | 0 | 0 | 0 | 0 | 2.8404 | 0 | 0 | 0 | 0 | 0 | 0 | 0 | 0 | 0
2.8525 | 0 | 0 | 0 | 0 | 0 | 0 | 0 | 0 | 0 | 2.8525 | 0 | 0 | 0 | 0 | 0 | 0 | 0 | 0 | 0
2.8646 | 0 | 0 | 0 | 0 | 0 | 0 | 0 | 0 | 0 | 2.8646 | 0 | 0 | 0 | 0 | 0 | 0 | 0 | 0 | 0
2.8767 | 0 | 0 | 0 | 0 | 0 | 0 | 0 | 0 | 0 | 2.8767 | 0 | 0 | 0 | 0 | 0 | 0 | 0 | 0 | 0
2.8888 | 0 | 0 | 0 | 0 | 0 | 0 | 0 | 0 | 0 | 2.8888 | 0 | 0 | 0 | 0 | 0 | 0 | 0 | 0 | 0
2.9008 | 0 | 0 | 0 | 0 | 0 | 0 | 0 | 0 | 0 | 2.9008 | 0 | 0 | 0 | 0 | 0 | 0 | 0 | 0 | 0
2.9129 | 0 | 0 | 0 | 0 | 0 | 0 | 0 | 0 | 0 | 2.9129 | 0 | 0 | 0 | 0 | 0 | 0 | 0 | 0 | 0
2.925 | 0 | 0 | 0 | 0 | 0 | 0 | 0 | 0 | 0 | 2.925 | 0 | 0 | 0 | 0 | 0 | 0 | 0 | 0 | 0
2.9371 | 0 | 0 | 0 | 0 | 0 | 0 | 0 | 0 | 0 | 2.9371 | 0 | 0 | 0 | 0 | 0 | 0 | 0 | 0 | 0
2.9492 | 0 | 0 | 0 | 0 | 0 | 0 | 0 | 0 | 0 | 2.9492 | 0 | 0 | 0 | 0 | 0 | 0 | 0 | 0 | 0
2.9613 | 0 | 0 | 0 | 0 | 0 | 0 | 0 | 0 | 0 | 2.9613 | 0 | 0 | 0 | 0 | 0 | 0 | 0 | 0 | 0
2.9734 | 0 | 0 | 0 | 0 | 0 | 0 | 0 | 0 | 0 | 2.9734 | 0 | 0 | 0 | 0 | 0 | 0 | 0 | 0 | 0
2.9855 | 0 | 0 | 0 | 0 | 0 | 0 | 0 | 0 | 0 | 2.9855 | 0 | 0 | 0 | 0 | 0 | 0 | 0 | 0 | 0
2.9975 | 0 | 0 | 0 | 0 | 0 | 0 | 0 | 0 | 0 | 2.9975 | 0 | 0 | 0 | 0 | 0 | 0 | 0 | 0 | 0
3.0096 | 0 | 0 | 0 | 0 | 0 | 0 | 0 | 0 | 0 | 3.0096 | 0 | 0 | 0 | 0 | 0 | 0 | 0 | 0 | 0
3.0217 | 0 | 0 | 0 | 0 | 0 | 0 | 0 | 0 | 0 | 3.0217 | 0 | 0 | 0 | 0 | 0 | 0 | 0 | 0 | 0
3.0338 | 0 | 0 | 0 | 0 | 0 | 0 | 0 | 0 | 0 | 3.0338 | 0 | 0 | 0 | 0 | 0 | 0 | 0 | 0 | 0
3.0459 | 0 | 0 | 0 | 0 | 0 | 0 | 0 | 0 | 0 | 3.0459 | 0 | 0 | 0 | 0 | 0 | 0 | 0 | 0 | 0
3.058 | 0 | 0 | 0 | 0 | 0 | 0 | 0 | 0 | 0 | 3.058 | 0 | 0 | 0 | 0 | 0 | 0 | 0 | 0 | 0
3.0701 | 0 | 0 | 0 | 0 | 0 | 0 | 0 | 0 | 0 | 3.0701 | 0 | 0 | 0 | 0 | 0 | 0 | 0 | 0 | 0
3.0821 | 0 | 0 | 0 | 0 | 0 | 0 | 0 | 0 | 0 | 3.0821 | 0 | 0 | 0 | 0 | 0 | 0 | 0 | 0 | 0
3.0942 | 0 | 0 | 0 | 0 | 0 | 0 | 0 | 0 | 0 | 3.0942 | 0 | 0 | 0 | 0 | 0 | 0 | 0 | 0 | 0
3.1063 | 0 | 0 | 0 | 0 | 0 | 0 | 0 | 0 | 0 | 3.1063 | 0 | 0 | 0 | 0 | 0 | 0 | 0 | 0 | 0
3.1184 | 0 | 0 | 0 | 0 | 0 | 0 | 0 | 0 | 0 | 3.1184 | 0 | 0 | 0 | 0 | 0 | 0 | 0 | 0 | 0
3.1305 | 0 | 0 | 0 | 0 | 0 | 0 | 0 | 0 | 0 | 3.1305 | 0 | 0 | 0 | 0 | 0 | 0 | 0 | 0 | 0
3.1426 | 0 | 0 | 0 | 0 | 0 | 0 | 0 | 0 | 0 | 3.1426 | 0 | 0 | 0 | 0 | 0 | 0 | 0 | 0 | 0
3.1547 | 0 | 0 | 0 | 0 | 0 | 0 | 0 | 0 | 0 | 3.1547 | 0 | 0 | 0 | 0 | 0 | 0 | 0 | 0 | 0
3.1668 | 0 | 0 | 0 | 0 | 0 | 0 | 0 | 0 | 0 | 3.1668 | 0 | 0 | 0 | 0 | 0 | 0 | 0 | 0 | 0
3.1788 | 0 | 0 | 0 | 0 | 0 | 0 | 0 | 0 | 0 | 3.1788 | 0 | 0 | 0 | 0 | 0 | 0 | 0 | 0 | 0
3.1909 | 0 | 0 | 0 | 0 | 0 | 0 | 0 | 0 | 0 | 3.1909 | 0 | 0 | 0 | 0 | 0 | 0 | 0 | 0 | 0
3.203 | 0 | 0 | 0 | 0 | 0 | 0 | 0 | 0 | 0 | 3.203 | 0 | 0 | 0 | 0 | 0 | 0 | 0 | 0 | 0
3.2151 | 0 | 0 | 0 | 0 | 0 | 0 | 0 | 0 | 0 | 3.2151 | 0 | 0 | 0 | 0 | 0 | 0 | 0 | 0 | 0
3.2272 | 0 | 0 | 0 | 0 | 0 | 0 | 0 | 0 | 0 | 3.2272 | 0 | 0 | 0 | 0 | 0 | 0 | 0 | 0 | 0
3.2393 | 0 | 0 | 0 | 0 | 0 | 0 | 0 | 0 | 0 | 3.2393 | 0 | 0 | 0 | 0 | 0 | 0 | 0 | 0 | 0
3.2514 | 0 | 0 | 0 | 0 | 0 | 0 | 0 | 0 | 0 | 3.2514 | 0 | 0 | 0 | 0 | 0 | 0 | 0 | 0 | 0
3.2635 | 0 | 0 | 0 | 0 | 0 | 0 | 0 | 0 | 0 | 3.2635 | 0 | 0 | 0 | 0 | 0 | 0 | 0 | 0 | 0
3.2755 | 0 | 0 | 0 | 0 | 0 | 0 | 0 | 0 | 0 | 3.2755 | 0 | 0 | 0 | 0 | 0 | 0 | 0 | 0 | 0
3.2876 | 0 | 0 | 0 | 0 | 0 | 0 | 0 | 0 | 0 | 3.2876 | 0 | 0 | 0 | 0 | 0 | 0 | 0 | 0 | 0
3.2997 | 0 | 0 | 0 | 0 | 0 | 0 | 0 | 0 | 0 | 3.2997 | 0 | 0 | 0 | 0 | 0 | 0 | 0 | 0 | 0
3.3118 | 0 | 0 | 0 | 0 | 0 | 0 | 0 | 0 | 0 | 3.3118 | 0 | 0 | 0 | 0 | 0 | 0 | 0 | 0 | 0
3.3239 | 0 | 0 | 0 | 0 | 0 | 0 | 0 | 0 | 0 | 3.3239 | 0 | 0 | 0 | 0 | 0 | 0 | 0 | 0 | 0
3.336 | 0 | 0 | 0 | 0 | 0 | 0 | 0 | 0 | 0 | 3.336 | 0 | 0 | 0 | 0 | 0 | 0 | 0 | 0 | 0
3.3481 | 0 | 0 | 0 | 0 | 0 | 0 | 0 | 0 | 0 | 3.3481 | 0 | 0 | 0 | 0 | 0 | 0 | 0 | 0 | 0
3.3601 | 0 | 0 | 0 | 0 | 0 | 0 | 0 | 0 | 0 | 3.3601 | 0 | 0 | 0 | 0 | 0 | 0 | 0 | 0 | 0
3.3722 | 0 | 0 | 0 | 0 | 0 | 0 | 0 | 0 | 0 | 3.3722 | 0 | 0 | 0 | 0 | 0 | 0 | 0 | 0 | 0
3.3843 | 0 | 0 | 0 | 0 | 0 | 0 | 0 | 0 | 0 | 3.3843 | 0 | 0 | 0 | 0 | 0 | 0 | 0 | 0 | 0
3.3964 | 0 | 0 | 0 | 0 | 0 | 0 | 0 | 0 | 0 | 3.3964 | 0 | 0 | 0 | 0 | 0 | 0 | 0 | 0 | 0
3.4085 | 0 | 0 | 0 | 0 | 0 | 0 | 0 | 0 | 0 | 3.4085 | 0 | 0 | 0 | 0 | 0 | 0 | 0 | 0 | 0
3.4206 | 0 | 0 | 0 | 0 | 0 | 0 | 0 | 0 | 0 | 3.4206 | 0 | 0 | 0 | 0 | 0 | 0 | 0 | 0 | 0
3.4327 | 0 | 0 | 0 | 0 | 0 | 0 | 0 | 0 | 0 | 3.4327 | 0 | 0 | 0 | 0 | 0 | 0 | 0 | 0 | 0
3.4448 | 0 | 0 | 0 | 0 | 0 | 0 | 0 | 0 | 0 | 3.4448 | 0 | 0 | 0 | 0 | 0 | 0 | 0 | 0 | 0
3.4568 | 0 | 0 | 0 | 0 | 0 | 0 | 0 | 0 | 0 | 3.4568 | 0 | 0 | 0 | 0 | 0 | 0 | 0 | 0 | 0
3.4689 | 0 | 0 | 0 | 0 | 0 | 0 | 0 | 0 | 0 | 3.4689 | 0 | 0 | 0 | 0 | 0 | 0 | 0 | 0 | 0
3.481 | 0 | 0 | 0 | 0 | 0 | 0 | 0 | 0 | 0 | 3.481 | 0 | 0 | 0 | 0 | 0 | 0 | 0 | 0 | 0
3.4931 | 0 | 0 | 0 | 0 | 0 | 0 | 0 | 0 | 0 | 3.4931 | 0 | 0 | 0 | 0 | 0 | 0 | 0 | 0 | 0
3.5052 | 0 | 0 | 0 | 0 | 0 | 0 | 0 | 0 | 0 | 3.5052 | 0 | 0 | 0 | 0 | 0 | 0 | 0 | 0 | 0
3.5173 | 0 | 0 | 0 | 0 | 0 | 0 | 0 | 0 | 0 | 3.5173 | 0 | 0 | 0 | 0 | 0 | 0 | 0 | 0 | 0
3.5294 | 0 | 0 | 0 | 0 | 0 | 0 | 0 | 0 | 0 | 3.5294 | 0 | 0 | 0 | 0 | 0 | 0 | 0 | 0 | 0
3.5414 | 0 | 0 | 0 | 0 | 0 | 0 | 0 | 0 | 0 | 3.5414 | 0 | 0 | 0 | 0 | 0 | 0 | 0 | 0 | 0
3.5535 | 0 | 0 | 0 | 0 | 0 | 0 | 0 | 0 | 0 | 3.5535 | 0 | 0 | 0 | 0 | 0 | 0 | 0 | 0 | 0
3.5656 | 0 | 0 | 0 | 0 | 0 | 0 | 0 | 0 | 0 | 3.5656 | 0 | 0 | 0 | 0 | 0 | 0 | 0 | 0 | 0
3.5777 | 0 | 0 | 0 | 0 | 0 | 0 | 0 | 0 | 0 | 3.5777 | 0 | 0 | 0 | 0 | 0 | 0 | 0 | 0 | 0
3.5898 | 0 | 0 | 0 | 0 | 0 | 0 | 0 | 0 | 0 | 3.5898 | 0 | 0 | 0 | 0 | 0 | 0 | 0 | 0 | 0
3.6019 | 0 | 0 | 0 | 0 | 0 | 0 | 0 | 0 | 0 | 3.6019 | 0 | 0 | 0 | 0 | 0 | 0 | 0 | 0 | 0
3.614 | 0 | 0 | 0 | 0 | 0 | 0 | 0 | 0 | 0 | 3.614 | 0 | 0 | 0 | 0 | 0 | 0 | 0 | 0 | 0
3.6261 | 0 | 0 | 0 | 0 | 0 | 0 | 0 | 0 | 0 | 3.6261 | 0 | 0 | 0 | 0 | 0 | 0 | 0 | 0 | 0
3.6381 | 0 | 0 | 0 | 0 | 0 | 0 | 0 | 0 | 0 | 3.6381 | 0 | 0 | 0 | 0 | 0 | 0 | 0 | 0 | 0
3.6502 | 0 | 0 | 0 | 0 | 0 | 0 | 0 | 0 | 0 | 3.6502 | 0 | 0 | 0 | 0 | 0 | 0 | 0 | 0 | 0
3.6623 | 0 | 0 | 0 | 0 | 0 | 0 | 0 | 0 | 0 | 3.6623 | 0 | 0 | 0 | 0 | 0 | 0 | 0 | 0 | 0
3.6744 | 0 | 0 | 0 | 0 | 0 | 0 | 0 | 0 | 0 | 3.6744 | 0 | 0 | 0 | 0 | 0 | 0 | 0 | 0 | 0
3.6865 | 0 | 0 | 0 | 0 | 0 | 0 | 0 | 0 | 0 | 3.6865 | 0 | 0 | 0 | 0 | 0 | 0 | 0 | 0 | 0
3.6986 | 0 | 0 | 0 | 0 | 0 | 0 | 0 | 0 | 0 | 3.6986 | 0 | 0 | 0 | 0 | 0 | 0 | 0 | 0 | 0
3.7107 | 0 | 0 | 0 | 0 | 0 | 0 | 0 | 0 | 0 | 3.7107 | 0 | 0 | 0 | 0 | 0 | 0 | 0 | 0 | 0
3.7228 | 0 | 0 | 0 | 0 | 0 | 0 | 0 | 0 | 0 | 3.7228 | 0 | 0 | 0 | 0 | 0 | 0 | 0 | 0 | 0
3.7348 | 0 | 0 | 0 | 0 | 0 | 0 | 0 | 0 | 0 | 3.7348 | 0 | 0 | 0 | 0 | 0 | 0 | 0 | 0 | 0
3.7469 | 0 | 0 | 0 | 0 | 0 | 0 | 0 | 0 | 0 | 3.7469 | 0 | 0 | 0 | 0 | 0 | 0 | 0 | 0 | 0
3.759 | 0 | 0 | 0 | 0 | 0 | 0 | 0 | 0 | 0 | 3.759 | 0 | 0 | 0 | 0 | 0 | 0 | 0 | 0 | 0
3.7711 | 0 | 0 | 0 | 0 | 0 | 0 | 0 | 0 | 0 | 3.7711 | 0 | 0 | 0 | 0 | 0 | 0 | 0 | 0 | 0
3.7832 | 0 | 0 | 0 | 0 | 0 | 0 | 0 | 0 | 0 | 3.7832 | 0 | 0 | 0 | 0 | 0 | 0 | 0 | 0 | 0
3.7953 | 0 | 0 | 0 | 0 | 0 | 0 | 0 | 0 | 0 | 3.7953 | 0 | 0 | 0 | 0 | 0 | 0 | 0 | 0 | 0
3.8074 | 0 | 0 | 0 | 0 | 0 | 0 | 0 | 0 | 0 | 3.8074 | 0 | 0 | 0 | 0 | 0 | 0 | 0 | 0 | 0
3.8194 | 0 | 0 | 0 | 0 | 0 | 0 | 0 | 0 | 0 | 3.8194 | 0 | 0 | 0 | 0 | 0 | 0 | 0 | 0 | 0
3.8315 | 0 | 0 | 0 | 0 | 0 | 0 | 0 | 0 | 0 | 3.8315 | 0 | 0 | 0 | 0 | 0 | 0 | 0 | 0 | 0
3.8436 | 0 | 0 | 0 | 0 | 0 | 0 | 0 | 0 | 0 | 3.8436 | 0 | 0 | 0 | 0 | 0 | 0 | 0 | 0 | 0
3.8557 | 0 | 0 | 0 | 0 | 0 | 0 | 0 | 0 | 0 | 3.8557 | 0 | 0 | 0 | 0 | 0 | 0 | 0 | 0 | 0
3.8678 | 0 | 0 | 0 | 0 | 0 | 0 | 0 | 0 | 0 | 3.8678 | 0 | 0 | 0 | 0 | 0 | 0 | 0 | 0 | 0
3.8799 | 0 | 0 | 0 | 0 | 0 | 0 | 0 | 0 | 0 | 3.8799 | 0 | 0 | 0 | 0 | 0 | 0 | 0 | 0 | 0
3.892 | 0 | 0 | 0 | 0 | 0 | 0 | 0 | 0 | 0 | 3.892 | 0 | 0 | 0 | 0 | 0 | 0 | 0 | 0 | 0
3.9041 | 0 | 0 | 0 | 0 | 0 | 0 | 0 | 0 | 0 | 3.9041 | 0 | 0 | 0 | 0 | 0 | 0 | 0 | 0 | 0
3.9161 | 0 | 0 | 0 | 0 | 0 | 0 | 0 | 0 | 0 | 3.9161 | 0 | 0 | 0 | 0 | 0 | 0 | 0 | 0 | 0
3.9282 | 0 | 0 | 0 | 0 | 0 | 0 | 0 | 0 | 0 | 3.9282 | 0 | 0 | 0 | 0 | 0 | 0 | 0 | 0 | 0
3.9403 | 0 | 0 | 0 | 0 | 0 | 0 | 0 | 0 | 0 | 3.9403 | 0 | 0 | 0 | 0 | 0 | 0 | 0 | 0 | 0
3.9524 | 0 | 0 | 0 | 0 | 0 | 0 | 0 | 0 | 0 | 3.9524 | 0 | 0 | 0 | 0 | 0 | 0 | 0 | 0 | 0
3.9645 | 0 | 0 | 0 | 0 | 0 | 0 | 0 | 0 | 0 | 3.9645 | 0 | 0 | 0 | 0 | 0 | 0 | 0 | 0 | 0
3.9766 | 0 | 0 | 0 | 0 | 0 | 0 | 0 | 0 | 0 | 3.9766 | 0 | 0 | 0 | 0 | 0 | 0 | 0 | 0 | 0
3.9887 | 0 | 0 | 0 | 0 | 0 | 0 | 0 | 0 | 0 | 3.9887 | 0 | 0 | 0 | 0 | 0 | 0 | 0 | 0 | 0
4.0007 | 0 | 0 | 0 | 0 | 0 | 0 | 0 | 0 | 0 | 4.0007 | 0 | 0 | 0 | 0 | 0 | 0 | 0 | 0 | 0
4.0128 | 0 | 0 | 0 | 0 | 0 | 0 | 0 | 0 | 0 | 4.0128 | 0 | 0 | 0 | 0 | 0 | 0 | 0 | 0 | 0
4.0249 | 0 | 0 | 0 | 0 | 0 | 0 | 0 | 0 | 0 | 4.0249 | 0 | 0 | 0 | 0 | 0 | 0 | 0 | 0 | 0
4.037 | 0 | 0 | 0 | 0 | 0 | 0 | 0 | 0 | 0 | 4.037 | 0 | 0 | 0 | 0 | 0 | 0 | 0 | 0 | 0
4.0491 | 0 | 0 | 0 | 0 | 0 | 0 | 0 | 0 | 0 | 4.0491 | 0 | 0 | 0 | 0 | 0 | 0 | 0 | 0 | 0
4.0612 | 0 | 0 | 0 | 0 | 0 | 0 | 0 | 0 | 0 | 4.0612 | 0 | 0 | 0 | 0 | 0 | 0 | 0 | 0 | 0
4.0733 | 0 | 0 | 0 | 0 | 0 | 0 | 0 | 0 | 0 | 4.0733 | 0 | 0 | 0 | 0 | 0 | 0 | 0 | 0 | 0
4.0854 | 0 | 0 | 0 | 0 | 0 | 0 | 0 | 0 | 0 | 4.0854 | 0 | 0 | 0 | 0 | 0 | 0 | 0 | 0 | 0
4.0974 | 0 | 0 | 0 | 0 | 0 | 0 | 0 | 0 | 0 | 4.0974 | 0 | 0 | 0 | 0 | 0 | 0 | 0 | 0 | 0
4.1095 | 0 | 0 | 0 | 0 | 0 | 0 | 0 | 0 | 0 | 4.1095 | 0 | 0 | 0 | 0 | 0 | 0 | 0 | 0 | 0
4.1216 | 0 | 0 | 0 | 0 | 0 | 0 | 0 | 0 | 0 | 4.1216 | 0 | 0 | 0 | 0 | 0 | 0 | 0 | 0 | 0
4.1337 | 0 | 0 | 0 | 0 | 0 | 0 | 0 | 0 | 0 | 4.1337 | 0 | 0 | 0 | 0 | 0 | 0 | 0 | 0 | 0
4.1458 | 0 | 0 | 0 | 0 | 0 | 0 | 0 | 0 | 0 | 4.1458 | 0 | 0 | 0 | 0 | 0 | 0 | 0 | 0 | 0
4.1579 | 0 | 0 | 0 | 0 | 0 | 0 | 0 | 0 | 0 | 4.1579 | 0 | 0 | 0 | 0 | 0 | 0 | 0 | 0 | 0
4.17 | 0 | 0 | 0 | 0 | 0 | 0 | 0 | 0 | 0 | 4.17 | 0 | 0 | 0 | 0 | 0 | 0 | 0 | 0 | 0
4.1821 | 0 | 0 | 0 | 0 | 0 | 0 | 0 | 0 | 0 | 4.1821 | 0 | 0 | 0 | 0 | 0 | 0 | 0 | 0 | 0
4.1941 | 0 | 0 | 0 | 0 | 0 | 0 | 0 | 0 | 0 | 4.1941 | 0 | 0 | 0 | 0 | 0 | 0 | 0 | 0 | 0
4.2062 | 0 | 0 | 0 | 0 | 0 | 0 | 0 | 0 | 0 | 4.2062 | 0 | 0 | 0 | 0 | 0 | 0 | 0 | 0 | 0
4.2183 | 0 | 0 | 0 | 0 | 0 | 0 | 0 | 0 | 0 | 4.2183 | 0 | 0 | 0 | 0 | 0 | 0 | 0 | 0 | 0
4.2304 | 0 | 0 | 0 | 0 | 0 | 0 | 0 | 0 | 0 | 4.2304 | 0 | 0 | 0 | 0 | 0 | 0 | 0 | 0 | 0
4.2425 | 0 | 0 | 0 | 0 | 0 | 0 | 0 | 0 | 0 | 4.2425 | 0 | 0 | 0 | 0 | 0 | 0 | 0 | 0 | 0
4.2546 | 0 | 0 | 0 | 0 | 0 | 0 | 0 | 0 | 0 | 4.2546 | 0 | 0 | 0 | 0 | 0 | 0 | 0 | 0 | 0
4.2667 | 0 | 0 | 0 | 0 | 0 | 0 | 0 | 0 | 0 | 4.2667 | 0 | 0 | 0 | 0 | 0 | 0 | 0 | 0 | 0
4.2787 | 0 | 0 | 0 | 0 | 0 | 0 | 0 | 0 | 0 | 4.2787 | 0 | 0 | 0 | 0 | 0 | 0 | 0 | 0 | 0
4.2908 | 0 | 0 | 0 | 0 | 0 | 0 | 0 | 0 | 0 | 4.2908 | 0 | 0 | 0 | 0 | 0 | 0 | 0 | 0 | 0
4.3029 | 0 | 0 | 0 | 0 | 0 | 0 | 0 | 0 | 0 | 4.3029 | 0 | 0 | 0 | 0 | 0 | 0 | 0 | 0 | 0
4.315 | 0 | 0 | 0 | 0 | 0 | 0 | 0 | 0 | 0 | 4.315 | 0 | 0 | 0 | 0 | 0 | 0 | 0 | 0 | 0
4.3271 | 0 | 0 | 0 | 0 | 0 | 0 | 0 | 0 | 0 | 4.3271 | 0 | 0 | 0 | 0 | 0 | 0 | 0 | 0 | 0
4.3392 | 0 | 0 | 0 | 0 | 0 | 0 | 0 | 0 | 0 | 4.3392 | 0 | 0 | 0 | 0 | 0 | 0 | 0 | 0 | 0
4.3513 | 0 | 0 | 0 | 0 | 0 | 0 | 0 | 0 | 0 | 4.3513 | 0 | 0 | 0 | 0 | 0 | 0 | 0 | 0 | 0
4.3634 | 0 | 0 | 0 | 0 | 0 | 0 | 0 | 0 | 0 | 4.3634 | 0 | 0 | 0 | 0 | 0 | 0 | 0 | 0 | 0
4.3754 | 0 | 0 | 0 | 0 | 0 | 0 | 0 | 0 | 0 | 4.3754 | 0 | 0 | 0 | 0 | 0 | 0 | 0 | 0 | 0
4.3875 | 0 | 0 | 0 | 0 | 0 | 0 | 0 | 0 | 0 | 4.3875 | 0 | 0 | 0 | 0 | 0 | 0 | 0 | 0 | 0
4.3996 | 0 | 0 | 0 | 0 | 0 | 0 | 0 | 0 | 0 | 4.3996 | 0 | 0 | 0 | 0 | 0 | 0 | 0 | 0 | 0
4.4117 | 0 | 0 | 0 | 0 | 0 | 0 | 0 | 0 | 0 | 4.4117 | 0 | 0 | 0 | 0 | 0 | 0 | 0 | 0 | 0
4.4238 | 0 | 0 | 0 | 0 | 0 | 0 | 0 | 0 | 0 | 4.4238 | 0 | 0 | 0 | 0 | 0 | 0 | 0 | 0 | 0
4.4359 | 0 | 0 | 0 | 0 | 0 | 0 | 0 | 0 | 0 | 4.4359 | 0 | 0 | 0 | 0 | 0 | 0 | 0 | 0 | 0
4.448 | 0 | 0 | 0 | 0 | 0 | 0 | 0 | 0 | 0 | 4.448 | 0 | 0 | 0 | 0 | 0 | 0 | 0 | 0 | 0
4.46 | 0 | 0 | 0 | 0 | 0 | 0 | 0 | 0 | 0 | 4.46 | 0 | 0 | 0 | 0 | 0 | 0 | 0 | 0 | 0
4.4721 | 0 | 0 | 0 | 0 | 0 | 0 | 0 | 0 | 0 | 4.4721 | 0 | 0 | 0 | 0 | 0 | 0 | 0 | 0 | 0
4.4842 | 0 | 0 | 0 | 0 | 0 | 0 | 0 | 0 | 0 | 4.4842 | 0 | 0 | 0 | 0 | 0 | 0 | 0 | 0 | 0
4.4963 | 0 | 0 | 0 | 0 | 0 | 0 | 0 | 0 | 0 | 4.4963 | 0 | 0 | 0 | 0 | 0 | 0 | 0 | 0 | 0
4.5084 | 0 | 0 | 0 | 0 | 0 | 0 | 0 | 0 | 0 | 4.5084 | 0 | 0 | 0 | 0 | 0 | 0 | 0 | 0 | 0
4.5205 | 0 | 0 | 0 | 0 | 0 | 0 | 0 | 0 | 0 | 4.5205 | 0 | 0 | 0 | 0 | 0 | 0 | 0 | 0 | 0
4.5326 | 0 | 0 | 0 | 0 | 0 | 0 | 0 | 0 | 0 | 4.5326 | 0 | 0 | 0 | 0 | 0 | 0 | 0 | 0 | 0
4.5447 | 0 | 0 | 0 | 0 | 0 | 0 | 0 | 0 | 0 | 4.5447 | 0 | 0 | 0 | 0 | 0 | 0 | 0 | 0 | 0
4.5567 | 0 | 0 | 0 | 0 | 0 | 0 | 0 | 0 | 0 | 4.5567 | 0 | 0 | 0 | 0 | 0 | 0 | 0 | 0 | 0
4.5688 | 0 | 0 | 0 | 0 | 0 | 0 | 0 | 0 | 0 | 4.5688 | 0 | 0 | 0 | 0 | 0 | 0 | 0 | 0 | 0
4.5809 | 0 | 0 | 0 | 0 | 0 | 0 | 0 | 0 | 0 | 4.5809 | 0 | 0 | 0 | 0 | 0 | 0 | 0 | 0 | 0
4.593 | 0 | 0 | 0 | 0 | 0 | 0 | 0 | 0 | 0 | 4.593 | 0 | 0 | 0 | 0 | 0 | 0 | 0 | 0 | 0
4.6051 | 0 | 0 | 0 | 0 | 0 | 0 | 0 | 0 | 0 | 4.6051 | 0 | 0 | 0 | 0 | 0 | 0 | 0 | 0 | 0
4.6172 | 0 | 0 | 0 | 0 | 0 | 0 | 0 | 0 | 0 | 4.6172 | 0 | 0 | 0 | 0 | 0 | 0 | 0 | 0 | 0
4.6293 | 0 | 0 | 0 | 0 | 0 | 0 | 0 | 0 | 0 | 4.6293 | 0 | 0 | 0 | 0 | 0 | 0 | 0 | 0 | 0
4.6414 | 0 | 0 | 0 | 0 | 0 | 0 | 0 | 0 | 0 | 4.6414 | 0 | 0 | 0 | 0 | 0 | 0 | 0 | 0 | 0
4.6534 | 0 | 0 | 0 | 0 | 0 | 0 | 0 | 0 | 0 | 4.6534 | 0 | 0 | 0 | 0 | 0 | 0 | 0 | 0 | 0
4.6655 | 0 | 0 | 0 | 0 | 0 | 0 | 0 | 0 | 0 | 4.6655 | 0 | 0 | 0 | 0 | 0 | 0 | 0 | 0 | 0
4.6776 | 0 | 0 | 0 | 0 | 0 | 0 | 0 | 0 | 0 | 4.6776 | 0 | 0 | 0 | 0 | 0 | 0 | 0 | 0 | 0
4.6897 | 0 | 0 | 0 | 0 | 0 | 0 | 0 | 0 | 0 | 4.6897 | 0 | 0 | 0 | 0 | 0 | 0 | 0 | 0 | 0
4.7018 | 0 | 0 | 0 | 0 | 0 | 0 | 0 | 0 | 0 | 4.7018 | 0 | 0 | 0 | 0 | 0 | 0 | 0 | 0 | 0
4.7139 | 0 | 0 | 0 | 0 | 0 | 0 | 0 | 0 | 0 | 4.7139 | 0 | 0 | 0 | 0 | 0 | 0 | 0 | 0 | 0
4.726 | 0 | 0 | 0 | 0 | 0 | 0 | 0 | 0 | 0 | 4.726 | 0 | 0 | 0 | 0 | 0 | 0 | 0 | 0 | 0
4.738 | 0 | 0 | 0 | 0 | 0 | 0 | 0 | 0 | 0 | 4.738 | 0 | 0 | 0 | 0 | 0 | 0 | 0 | 0 | 0
4.7501 | 0 | 0 | 0 | 0 | 0 | 0 | 0 | 0 | 0 | 4.7501 | 0 | 0 | 0 | 0 | 0 | 0 | 0 | 0 | 0
4.7622 | 0 | 0 | 0 | 0 | 0 | 0 | 0 | 0 | 0 | 4.7622 | 0 | 0 | 0 | 0 | 0 | 0 | 0 | 0 | 0
4.7743 | 0 | 0 | 0 | 0 | 0 | 0 | 0 | 0 | 0 | 4.7743 | 0 | 0 | 0 | 0 | 0 | 0 | 0 | 0 | 0
4.7864 | 0 | 0 | 0 | 0 | 0 | 0 | 0 | 0 | 0 | 4.7864 | 0 | 0 | 0 | 0 | 0 | 0 | 0 | 0 | 0
4.7985 | 0 | 0 | 0 | 0 | 0 | 0 | 0 | 0 | 0 | 4.7985 | 0 | 0 | 0 | 0 | 0 | 0 | 0 | 0 | 0
4.8106 | 0 | 0 | 0 | 0 | 0 | 0 | 0 | 0 | 0 | 4.8106 | 0 | 0 | 0 | 0 | 0 | 0 | 0 | 0 | 0
4.8227 | 0 | 0 | 0 | 0 | 0 | 0 | 0 | 0 | 0 | 4.8227 | 0 | 0 | 0 | 0 | 0 | 0 | 0 | 0 | 0
4.8347 | 0 | 0 | 0 | 0 | 0 | 0 | 0 | 0 | 0 | 4.8347 | 0 | 0 | 0 | 0 | 0 | 0 | 0 | 0 | 0
4.8468 | 1.4328e-322 | 0 | 1.4328e-322 | 0 | 0 | 0 | 0 | 0 | 0 | 4.8468 | 1.4328e-322 | 0 | 1.4328e-322 | 0 | 0 | 0 | 0 | 0 | 0
4.8589 | 2.7578e-315 | 0 | 2.7578e-315 | 0 | 0 | 0 | 0 | 0 | 0 | 4.8589 | 2.7578e-315 | 0 | 2.7578e-315 | 0 | 0 | 0 | 0 | 0 | 0
4.871 | 7.0984e-308 | 0 | 7.0984e-308 | 0 | 0 | 0 | 0 | 0 | 0 | 4.871 | 7.0984e-308 | 0 | 7.0984e-308 | 0 | 0 | 0 | 0 | 0 | 0
4.8831 | 1.4284e-300 | 0 | 1.4284e-300 | 0 | 0 | 0 | 0 | 0 | 0 | 4.8831 | 1.4284e-300 | 0 | 1.4284e-300 | 0 | 0 | 0 | 0 | 0 | 0
4.8952 | 2.2512e-293 | 0 | 2.2512e-293 | 0 | 0 | 0 | 0 | 0 | 0 | 4.8952 | 2.2512e-293 | 0 | 2.2512e-293 | 0 | 0 | 0 | 0 | 0 | 0
4.9073 | 2.7838e-286 | 0 | 2.7838e-286 | 0 | 0 | 0 | 0 | 0 | 0 | 4.9073 | 2.7838e-286 | 0 | 2.7838e-286 | 0 | 0 | 0 | 0 | 0 | 0
4.9194 | 2.7059e-279 | 0 | 2.7059e-279 | 0 | 0 | 0 | 0 | 0 | 0 | 4.9194 | 2.7059e-279 | 0 | 2.7059e-279 | 0 | 0 | 0 | 0 | 0 | 0
4.9314 | 2.0711e-272 | 0 | 2.0711e-272 | 0 | 0 | 0 | 0 | 0 | 0 | 4.9314 | 2.0711e-272 | 0 | 2.0711e-272 | 0 | 0 | 0 | 0 | 0 | 0
4.9435 | 1.2504e-265 | 0 | 1.2504e-265 | 0 | 0 | 0 | 0 | 0 | 0 | 4.9435 | 1.2504e-265 | 0 | 1.2504e-265 | 0 | 0 | 0 | 0 | 0 | 0
4.9556 | 5.9654e-259 | 0 | 5.9654e-259 | 0 | 0 | 0 | 0 | 0 | 0 | 4.9556 | 5.9654e-259 | 0 | 5.9654e-259 | 0 | 0 | 0 | 0 | 0 | 0
4.9677 | 2.2526e-252 | 0 | 2.2526e-252 | 0 | 0 | 0 | 0 | 0 | 0 | 4.9677 | 2.2526e-252 | 0 | 2.2526e-252 | 0 | 0 | 0 | 0 | 0 | 0
4.9798 | 6.7446e-246 | 0 | 6.7446e-246 | 0 | 0 | 0 | 0 | 0 | 0 | 4.9798 | 6.7446e-246 | 0 | 6.7446e-246 | 0 | 0 | 0 | 0 | 0 | 0
4.9919 | 1.6039e-239 | 0 | 1.6039e-239 | 0 | 0 | 0 | 0 | 0 | 0 | 4.9919 | 1.6039e-239 | 0 | 1.6039e-239 | 0 | 0 | 0 | 0 | 0 | 0
5.004 | 3.0342e-233 | 0 | 3.0342e-233 | 0 | 0 | 0 | 0 | 0 | 0 | 5.004 | 3.0342e-233 | 0 | 3.0342e-233 | 0 | 0 | 0 | 0 | 0 | 0
5.016 | 4.5741e-227 | 0 | 4.5741e-227 | 0 | 0 | 0 | 0 | 0 | 0 | 5.016 | 4.5741e-227 | 0 | 4.5741e-227 | 0 | 0 | 0 | 0 | 0 | 0
5.0281 | 5.5039e-221 | 0 | 5.5039e-221 | 0 | 0 | 0 | 0 | 0 | 0 | 5.0281 | 5.5039e-221 | 0 | 5.5039e-221 | 0 | 0 | 0 | 0 | 0 | 0
5.0402 | 5.2946e-215 | 0 | 5.2946e-215 | 0 | 0 | 0 | 0 | 0 | 0 | 5.0402 | 5.2946e-215 | 0 | 5.2946e-215 | 0 | 0 | 0 | 0 | 0 | 0
5.0523 | 4.0785e-209 | 0 | 4.0785e-209 | 3.4757e-316 | 0 | 0 | 0 | 0 | 0 | 5.0523 | 4.0785e-209 | 0 | 4.0785e-209 | 3.4757e-316 | 0 | 0 | 0 | 0 | 0
5.0644 | 2.5197e-203 | 0 | 2.5197e-203 | 4.8554e-309 | 0 | 0 | 0 | 0 | 0 | 5.0644 | 2.5197e-203 | 0 | 2.5197e-203 | 4.8554e-309 | 0 | 0 | 0 | 0 | 0
5.0765 | 1.2505e-197 | 0 | 1.2505e-197 | 5.399e-302 | 0 | 0 | 0 | 0 | 0 | 5.0765 | 1.2505e-197 | 0 | 1.2505e-197 | 5.399e-302 | 0 | 0 | 0 | 0 | 0
5.0886 | 4.9931e-192 | 0 | 4.9931e-192 | 4.7864e-295 | 0 | 0 | 0 | 0 | 0 | 5.0886 | 4.9931e-192 | 0 | 4.9931e-192 | 4.7864e-295 | 0 | 0 | 0 | 0 | 0
5.1007 | 1.6065e-186 | 0 | 1.6065e-186 | 3.3886e-288 | 0 | 0 | 0 | 0 | 0 | 5.1007 | 1.6065e-186 | 0 | 1.6065e-186 | 3.3886e-288 | 0 | 0 | 0 | 0 | 0
5.1127 | 4.1714e-181 | 0 | 4.1714e-181 | 1.9188e-281 | 0 | 0 | 0 | 0 | 0 | 5.1127 | 4.1714e-181 | 0 | 4.1714e-181 | 1.9188e-281 | 0 | 0 | 0 | 0 | 0
5.1248 | 8.7544e-176 | 0 | 8.7544e-176 | 8.7043e-275 | 0 | 0 | 0 | 0 | 0 | 5.1248 | 8.7544e-176 | 0 | 8.7544e-176 | 8.7043e-275 | 0 | 0 | 0 | 0 | 0
5.1369 | 1.4872e-170 | 0 | 1.4872e-170 | 3.1681e-268 | 0 | 0 | 0 | 0 | 0 | 5.1369 | 1.4872e-170 | 0 | 1.4872e-170 | 3.1681e-268 | 0 | 0 | 0 | 0 | 0
5.149 | 2.0482e-165 | 0 | 2.0482e-165 | 9.2665e-262 | 0 | 0 | 0 | 0 | 0 | 5.149 | 2.0482e-165 | 0 | 2.0482e-165 | 9.2665e-262 | 0 | 0 | 0 | 0 | 0
5.1611 | 2.2901e-160 | 0 | 2.2901e-160 | 2.1814e-255 | 0 | 0 | 0 | 0 | 0 | 5.1611 | 2.2901e-160 | 0 | 2.2901e-160 | 2.1814e-255 | 0 | 0 | 0 | 0 | 0
5.1732 | 2.0819e-155 | 0 | 2.0819e-155 | 4.1394e-249 | 0 | 0 | 0 | 0 | 0 | 5.1732 | 2.0819e-155 | 0 | 2.0819e-155 | 4.1394e-249 | 0 | 0 | 0 | 0 | 0
5.1853 | 1.541e-150 | 0 | 1.541e-150 | 6.341e-243 | 0 | 0 | 0 | 0 | 0 | 5.1853 | 1.541e-150 | 0 | 1.541e-150 | 6.341e-243 | 0 | 0 | 0 | 0 | 0
5.1973 | 9.3012e-146 | 0 | 9.3012e-146 | 7.8532e-237 | 0 | 0 | 0 | 0 | 0 | 5.1973 | 9.3012e-146 | 0 | 9.3012e-146 | 7.8532e-237 | 0 | 0 | 0 | 0 | 0
5.2094 | 4.5842e-141 | 0 | 4.5842e-141 | 7.8752e-231 | 0 | 0 | 0 | 0 | 0 | 5.2094 | 4.5842e-141 | 0 | 4.5842e-141 | 7.8752e-231 | 0 | 0 | 0 | 0 | 0
5.2215 | 1.8475e-136 | 0 | 1.8475e-136 | 6.4036e-225 | 0 | 0 | 0 | 0 | 0 | 5.2215 | 1.8475e-136 | 0 | 1.8475e-136 | 6.4036e-225 | 0 | 0 | 0 | 0 | 0
5.2336 | 6.0969e-132 | 0 | 6.0969e-132 | 4.2284e-219 | 0 | 0 | 0 | 0 | 0 | 5.2336 | 6.0969e-132 | 0 | 6.0969e-132 | 4.2284e-219 | 0 | 0 | 0 | 0 | 0
5.2457 | 1.6499e-127 | 0 | 1.6499e-127 | 2.2706e-213 | 0 | 0 | 0 | 0 | 0 | 5.2457 | 1.6499e-127 | 0 | 1.6499e-127 | 2.2706e-213 | 0 | 0 | 0 | 0 | 0
5.2578 | 3.6659e-123 | 0 | 3.6659e-123 | 9.9294e-208 | 0 | 0 | 0 | 0 | 0 | 5.2578 | 3.6659e-123 | 0 | 3.6659e-123 | 9.9294e-208 | 0 | 0 | 0 | 0 | 0
5.2699 | 6.6975e-119 | 0 | 6.6975e-119 | 3.5412e-202 | 0 | 0 | 0 | 0 | 0 | 5.2699 | 6.6975e-119 | 0 | 6.6975e-119 | 3.5412e-202 | 0 | 0 | 0 | 0 | 0
5.282 | 1.0074e-114 | 0 | 1.0074e-114 | 1.0314e-196 | 0 | 0 | 0 | 0 | 0 | 5.282 | 1.0074e-114 | 0 | 1.0074e-114 | 1.0314e-196 | 0 | 0 | 0 | 0 | 0
5.294 | 1.2493e-110 | 0 | 1.2493e-110 | 2.4568e-191 | 0 | 0 | 0 | 0 | 0 | 5.294 | 1.2493e-110 | 0 | 1.2493e-110 | 2.4568e-191 | 0 | 0 | 0 | 0 | 0
5.3061 | 1.2789e-106 | 0 | 1.2789e-106 | 4.7924e-186 | 0 | 0 | 0 | 0 | 0 | 5.3061 | 1.2789e-106 | 0 | 1.2789e-106 | 4.7924e-186 | 0 | 0 | 0 | 0 | 0
5.3182 | 1.0822e-102 | 0 | 1.0822e-102 | 7.6661e-181 | 0 | 0 | 0 | 0 | 0 | 5.3182 | 1.0822e-102 | 0 | 1.0822e-102 | 7.6661e-181 | 0 | 0 | 0 | 0 | 0
5.3303 | 7.5796e-99 | 0 | 7.5796e-99 | 1.007e-175 | 0 | 0 | 0 | 0 | 0 | 5.3303 | 7.5796e-99 | 0 | 7.5796e-99 | 1.007e-175 | 0 | 0 | 0 | 0 | 0
5.3424 | 4.3994e-95 | 0 | 4.3994e-95 | 1.0876e-170 | 0 | 0 | 0 | 0 | 0 | 5.3424 | 4.3994e-95 | 0 | 4.3994e-95 | 1.0876e-170 | 0 | 0 | 0 | 0 | 0
5.3545 | 2.1188e-91 | 0 | 2.1188e-91 | 9.6723e-166 | 0 | 0 | 0 | 0 | 0 | 5.3545 | 2.1188e-91 | 0 | 2.1188e-91 | 9.6723e-166 | 0 | 0 | 0 | 0 | 0
5.3666 | 8.4785e-88 | 0 | 8.4785e-88 | 7.0913e-161 | 0 | 0 | 0 | 0 | 0 | 5.3666 | 8.4785e-88 | 0 | 8.4785e-88 | 7.0913e-161 | 0 | 0 | 0 | 0 | 0
5.3787 | 2.8222e-84 | 0 | 2.8222e-84 | 4.2918e-156 | 0 | 0 | 0 | 0 | 0 | 5.3787 | 2.8222e-84 | 0 | 2.8222e-84 | 4.2918e-156 | 0 | 0 | 0 | 0 | 0
5.3907 | 7.8246e-81 | 0 | 7.8246e-81 | 2.147e-151 | 0 | 0 | 0 | 0 | 0 | 5.3907 | 7.8246e-81 | 0 | 7.8246e-81 | 2.147e-151 | 0 | 0 | 0 | 0 | 0
5.4028 | 1.8091e-77 | 0 | 1.8091e-77 | 8.8893e-147 | 0 | 0 | 0 | 0 | 0 | 5.4028 | 1.8091e-77 | 0 | 1.8091e-77 | 8.8893e-147 | 0 | 0 | 0 | 0 | 0
5.4149 | 3.4923e-74 | 0 | 3.4923e-74 | 3.0499e-142 | 0 | 0 | 0 | 0 | 0 | 5.4149 | 3.4923e-74 | 0 | 3.4923e-74 | 3.0499e-142 | 0 | 0 | 0 | 0 | 0
5.427 | 5.6356e-71 | 0 | 5.6356e-71 | 8.6822e-138 | 0 | 0 | 0 | 0 | 0 | 5.427 | 5.6356e-71 | 0 | 5.6356e-71 | 8.6822e-138 | 0 | 0 | 0 | 0 | 0
5.4391 | 7.6115e-68 | 0 | 7.6115e-68 | 2.0533e-133 | 0 | 0 | 0 | 0 | 0 | 5.4391 | 7.6115e-68 | 0 | 7.6115e-68 | 2.0533e-133 | 0 | 0 | 0 | 0 | 0
5.4512 | 8.614e-65 | 0 | 8.614e-65 | 4.0389e-129 | 0 | 0 | 0 | 0 | 0 | 5.4512 | 8.614e-65 | 0 | 8.614e-65 | 4.0389e-129 | 0 | 0 | 0 | 0 | 0
5.4633 | 8.1784e-62 | 0 | 8.1784e-62 | 6.6164e-125 | 0 | 0 | 0 | 0 | 0 | 5.4633 | 8.1784e-62 | 0 | 8.1784e-62 | 6.6164e-125 | 0 | 0 | 0 | 0 | 0
5.4753 | 6.5216e-59 | 0 | 6.5216e-59 | 9.0375e-121 | 0 | 0 | 0 | 0 | 0 | 5.4753 | 6.5216e-59 | 0 | 6.5216e-59 | 9.0375e-121 | 0 | 0 | 0 | 0 | 0
5.4874 | 4.3728e-56 | 0 | 4.3728e-56 | 1.0305e-116 | 0 | 0 | 0 | 0 | 0 | 5.4874 | 4.3728e-56 | 0 | 4.3728e-56 | 1.0305e-116 | 0 | 0 | 0 | 0 | 0
5.4995 | 2.4683e-53 | 0 | 2.4683e-53 | 9.8212e-113 | 0 | 0 | 0 | 0 | 0 | 5.4995 | 2.4683e-53 | 0 | 2.4683e-53 | 9.8212e-113 | 0 | 0 | 0 | 0 | 0
5.5116 | 1.1742e-50 | 0 | 1.1742e-50 | 7.8323e-109 | 0 | 0 | 0 | 0 | 0 | 5.5116 | 1.1742e-50 | 0 | 1.1742e-50 | 7.8323e-109 | 0 | 0 | 0 | 0 | 0
5.5237 | 4.7131e-48 | 0 | 4.7131e-48 | 5.2328e-105 | 0 | 0 | 0 | 0 | 0 | 5.5237 | 4.7131e-48 | 0 | 4.7131e-48 | 5.2328e-105 | 0 | 0 | 0 | 0 | 0
5.5358 | 1.5979e-45 | 0 | 1.5979e-45 | 2.9323e-101 | 0 | 0 | 0 | 0 | 0 | 5.5358 | 1.5979e-45 | 0 | 1.5979e-45 | 2.9323e-101 | 0 | 0 | 0 | 0 | 0
5.5479 | 4.5808e-43 | 0 | 4.5808e-43 | 1.3798e-97 | 0 | 0 | 0 | 0 | 0 | 5.5479 | 4.5808e-43 | 0 | 4.5808e-43 | 1.3798e-97 | 0 | 0 | 0 | 0 | 0
5.56 | 1.1117e-40 | 0 | 1.1117e-40 | 5.4579e-94 | 0 | 0 | 0 | 0 | 0 | 5.56 | 1.1117e-40 | 0 | 1.1117e-40 | 5.4579e-94 | 0 | 0 | 0 | 0 | 0
5.572 | 2.2864e-38 | 0 | 2.2864e-38 | 1.817e-90 | 0 | 0 | 0 | 0 | 0 | 5.572 | 2.2864e-38 | 0 | 2.2864e-38 | 1.817e-90 | 0 | 0 | 0 | 0 | 0
5.5841 | 3.9892e-36 | 0 | 3.9892e-36 | 5.0966e-87 | 0 | 0 | 0 | 0 | 0 | 5.5841 | 3.9892e-36 | 0 | 3.9892e-36 | 5.0966e-87 | 0 | 0 | 0 | 0 | 0
5.5962 | 5.9109e-34 | 0 | 5.9109e-34 | 1.2058e-83 | 0 | 0 | 0 | 0 | 0 | 5.5962 | 5.9109e-34 | 0 | 5.9109e-34 | 1.2058e-83 | 0 | 0 | 0 | 0 | 0
5.6083 | 7.4461e-32 | 0 | 7.4461e-32 | 2.409e-80 | 0 | 0 | 0 | 0 | 0 | 5.6083 | 7.4461e-32 | 0 | 7.4461e-32 | 2.409e-80 | 0 | 0 | 0 | 0 | 0
5.6204 | 7.9829e-30 | 0 | 7.9829e-30 | 4.0685e-77 | 0 | 0 | 0 | 0 | 0 | 5.6204 | 7.9829e-30 | 0 | 7.9829e-30 | 4.0685e-77 | 0 | 0 | 0 | 0 | 0
5.6325 | 7.2911e-28 | 0 | 7.2911e-28 | 5.8147e-74 | 0 | 0 | 0 | 0 | 0 | 5.6325 | 7.2911e-28 | 0 | 7.2911e-28 | 5.8147e-74 | 0 | 0 | 0 | 0 | 0
5.6446 | 5.6791e-26 | 0 | 5.6791e-26 | 7.0403e-71 | 0 | 0 | 0 | 0 | 0 | 5.6446 | 5.6791e-26 | 0 | 5.6791e-26 | 7.0403e-71 | 0 | 0 | 0 | 0 | 0
5.6566 | 3.7763e-24 | 0 | 3.7763e-24 | 7.229e-68 | 0 | 0 | 0 | 0 | 0 | 5.6566 | 3.7763e-24 | 0 | 3.7763e-24 | 7.229e-68 | 0 | 0 | 0 | 0 | 0
5.6687 | 2.1457e-22 | 0 | 2.1457e-22 | 6.3016e-65 | 0 | 0 | 0 | 0 | 0 | 5.6687 | 2.1457e-22 | 0 | 2.1457e-22 | 6.3016e-65 | 0 | 0 | 0 | 0 | 0
5.6808 | 1.043e-20 | 0 | 1.043e-20 | 4.6684e-62 | 0 | 0 | 0 | 0 | 0 | 5.6808 | 1.043e-20 | 0 | 1.043e-20 | 4.6684e-62 | 0 | 0 | 0 | 0 | 0
5.6929 | 4.3407e-19 | 0 | 4.3407e-19 | 2.9422e-59 | 0 | 0 | 0 | 0 | 0 | 5.6929 | 4.3407e-19 | 0 | 4.3407e-19 | 2.9422e-59 | 0 | 0 | 0 | 0 | 0
5.705 | 1.5484e-17 | 0 | 1.5484e-17 | 1.5791e-56 | 0 | 0 | 0 | 0 | 0 | 5.705 | 1.5484e-17 | 0 | 1.5484e-17 | 1.5791e-56 | 0 | 0 | 0 | 0 | 0
5.7171 | 4.7387e-16 | 0 | 4.7387e-16 | 7.2248e-54 | 0 | 0 | 0 | 0 | 0 | 5.7171 | 4.7387e-16 | 0 | 4.7387e-16 | 7.2248e-54 | 0 | 0 | 0 | 0 | 0
5.7292 | 1.2454e-14 | 0 | 1.2454e-14 | 2.8207e-51 | 0 | 0 | 0 | 0 | 0 | 5.7292 | 1.2454e-14 | 0 | 1.2454e-14 | 2.8207e-51 | 0 | 0 | 0 | 0 | 0
5.7413 | 2.8136e-13 | 0 | 2.8136e-13 | 9.4069e-49 | 0 | 0 | 0 | 0 | 0 | 5.7413 | 2.8136e-13 | 0 | 2.8136e-13 | 9.4069e-49 | 0 | 0 | 0 | 0 | 0
5.7533 | 5.4692e-12 | 0 | 5.4692e-12 | 2.6824e-46 | 0 | 0 | 0 | 0 | 0 | 5.7533 | 5.4692e-12 | 0 | 5.4692e-12 | 2.6824e-46 | 0 | 0 | 0 | 0 | 0
5.7654 | 9.156e-11 | 0 | 9.156e-11 | 6.5464e-44 | 0 | 0 | 0 | 0 | 0 | 5.7654 | 9.156e-11 | 0 | 9.156e-11 | 6.5464e-44 | 0 | 0 | 0 | 0 | 0
5.7775 | 1.3213e-09 | 0 | 1.3213e-09 | 1.3687e-41 | 0 | 0 | 0 | 0 | 0 | 5.7775 | 1.3213e-09 | 0 | 1.3213e-09 | 1.3687e-41 | 0 | 0 | 0 | 0 | 0
5.7896 | 1.6453e-08 | 0 | 1.6453e-08 | 2.4541e-39 | 0 | 0 | 0 | 0 | 0 | 5.7896 | 1.6453e-08 | 0 | 1.6453e-08 | 2.4541e-39 | 0 | 0 | 0 | 0 | 0
5.8017 | 1.7694e-07 | 0 | 1.7694e-07 | 3.777e-37 | 0 | 0 | 0 | 0 | 0 | 5.8017 | 1.7694e-07 | 0 | 1.7694e-07 | 3.777e-37 | 0 | 0 | 0 | 0 | 0
5.8138 | 1.6448e-06 | 0 | 1.6448e-06 | 4.9944e-35 | 0 | 0 | 0 | 0 | 0 | 5.8138 | 1.6448e-06 | 0 | 1.6448e-06 | 4.9944e-35 | 0 | 0 | 0 | 0 | 0
5.8259 | 1.3229e-05 | 0 | 1.3229e-05 | 5.6796e-33 | 0 | 0 | 0 | 0 | 0 | 5.8259 | 1.3229e-05 | 0 | 1.3229e-05 | 5.6796e-33 | 0 | 0 | 0 | 0 | 0
5.838 | 9.2142e-05 | 0 | 9.2142e-05 | 5.5597e-31 | 0 | 0 | 0 | 0 | 0 | 5.838 | 9.2142e-05 | 0 | 9.2142e-05 | 5.5597e-31 | 0 | 0 | 0 | 0 | 0
5.85 | 0.00055627 | 0 | 0.00055627 | 4.6892e-29 | 0 | 0 | 0 | 0 | 0 | 5.85 | 0.00055627 | 0 | 0.00055627 | 4.6892e-29 | 0 | 0 | 0 | 0 | 0
5.8621 | 0.0029134 | 0 | 0.0029134 | 3.4108e-27 | 0 | 0 | 0 | 0 | 0 | 5.8621 | 0.0029134 | 0 | 0.0029134 | 3.4108e-27 | 0 | 0 | 0 | 0 | 0
5.8742 | 0.013249 | 0 | 0.013249 | 2.1415e-25 | 0 | 0 | 0 | 0 | 0 | 5.8742 | 0.013249 | 0 | 0.013249 | 2.1415e-25 | 0 | 0 | 0 | 0 | 0
5.8863 | 0.052361 | 0 | 0.052361 | 1.1616e-23 | 0 | 0 | 0 | 0 | 0 | 5.8863 | 0.052361 | 0 | 0.052361 | 1.1616e-23 | 0 | 0 | 0 | 0 | 0
5.8984 | 0.17999 | 0 | 0.17999 | 5.449e-22 | 0 | 0 | 0 | 0 | 0 | 5.8984 | 0.17999 | 0 | 0.17999 | 5.449e-22 | 0 | 0 | 0 | 0 | 0
5.9105 | 0.53861 | 0 | 0.53861 | 2.2123e-20 | 0 | 0 | 0 | 0 | 0 | 5.9105 | 0.53861 | 0 | 0.53861 | 2.2123e-20 | 0 | 0 | 0 | 0 | 0
5.9226 | 1.4043 | 0 | 1.4043 | 7.7808e-19 | 0 | 0 | 0 | 0 | 0 | 5.9226 | 1.4043 | 0 | 1.4043 | 7.7808e-19 | 0 | 0 | 0 | 0 | 0
5.9346 | 3.1928 | 0 | 3.1928 | 2.3727e-17 | 0 | 0 | 0 | 0 | 0 | 5.9346 | 3.1928 | 0 | 3.1928 | 2.3727e-17 | 0 | 0 | 0 | 0 | 0
5.9467 | 6.3352 | 0 | 6.3352 | 6.279e-16 | 0 | 0 | 0 | 0 | 0 | 5.9467 | 6.3352 | 0 | 6.3352 | 6.279e-16 | 0 | 0 | 0 | 0 | 0
5.9588 | 10.9801 | 0 | 10.9801 | 1.4432e-14 | 0 | 0 | 0 | 0 | 0 | 5.9588 | 10.9801 | 0 | 10.9801 | 1.4432e-14 | 0 | 0 | 0 | 0 | 0
5.9709 | 16.636 | 0 | 16.636 | 2.8835e-13 | 0 | 0 | 0 | 0 | 0 | 5.9709 | 16.636 | 0 | 16.636 | 2.8835e-13 | 0 | 0 | 0 | 0 | 0
5.983 | 22.0521 | 0 | 22.0521 | 5.0126e-12 | 0 | 0 | 0 | 0 | 0 | 5.983 | 22.0521 | 0 | 22.0521 | 5.0126e-12 | 0 | 0 | 0 | 0 | 0
5.9951 | 25.5951 | 0 | 25.5951 | 7.5874e-11 | 0 | 0 | 0 | 0 | 0 | 5.9951 | 25.5951 | 0 | 25.5951 | 7.5874e-11 | 0 | 0 | 0 | 0 | 0
6.0072 | 26.0328 | 0 | 26.0328 | 1.0009e-09 | 0 | 0 | 0 | 0 | 0 | 6.0072 | 26.0328 | 0 | 26.0328 | 1.0009e-09 | 0 | 0 | 0 | 0 | 0
6.0193 | 23.2213 | 0 | 23.2213 | 1.1516e-08 | 0 | 0 | 0 | 0 | 0 | 6.0193 | 23.2213 | 0 | 23.2213 | 1.1516e-08 | 0 | 0 | 0 | 0 | 0
6.0313 | 18.1801 | 0 | 18.1801 | 1.1567e-07 | 0 | 0 | 0 | 0 | 0 | 6.0313 | 18.1801 | 0 | 18.1801 | 1.1567e-07 | 0 | 0 | 0 | 0 | 0
6.0434 | 12.5023 | 0 | 12.5023 | 1.0149e-06 | 0 | 0 | 0 | 0 | 0 | 6.0434 | 12.5023 | 0 | 12.5023 | 1.0149e-06 | 0 | 0 | 0 | 0 | 0
6.0555 | 7.558 | 0 | 7.558 | 7.7868e-06 | 0 | 0 | 0 | 0 | 0 | 6.0555 | 7.558 | 0 | 7.558 | 7.7868e-06 | 0 | 0 | 0 | 0 | 0
6.0676 | 4.0196 | 0 | 4.0195 | 5.2277e-05 | 0 | 0 | 0 | 0 | 0 | 6.0676 | 4.0196 | 0 | 4.0195 | 5.2277e-05 | 0 | 0 | 0 | 0 | 0
6.0797 | 1.8824 | 0 | 1.8821 | 0.00030735 | 0 | 0 | 0 | 0 | 0 | 6.0797 | 1.8824 | 0 | 1.8821 | 0.00030735 | 0 | 0 | 0 | 0 | 0
6.0918 | 0.77802 | 0 | 0.77644 | 0.0015838 | 0 | 0 | 0 | 0 | 0 | 6.0918 | 0.77802 | 0 | 0.77644 | 0.0015838 | 0 | 0 | 0 | 0 | 0
6.1039 | 0.2896 | 0 | 0.28244 | 0.0071582 | 0 | 0 | 0 | 0 | 0 | 6.1039 | 0.2896 | 0 | 0.28244 | 0.0071582 | 0 | 0 | 0 | 0 | 0
6.1159 | 0.11906 | 0 | 0.090659 | 0.0284 | 0 | 0 | 0 | 0 | 0 | 6.1159 | 0.11906 | 0 | 0.090659 | 0.0284 | 0 | 0 | 0 | 0 | 0
6.128 | 0.12468 | 0 | 0.025697 | 0.098983 | 0 | 0 | 0 | 0 | 0 | 6.128 | 0.12468 | 0 | 0.025697 | 0.098983 | 0 | 0 | 0 | 0 | 0
6.1401 | 0.30974 | 0 | 0.0064368 | 0.3033 | 0 | 0 | 0 | 0 | 0 | 6.1401 | 0.30974 | 0 | 0.0064368 | 0.3033 | 0 | 0 | 0 | 0 | 0
6.1522 | 0.81911 | 0 | 0.0014259 | 0.81769 | 0 | 0 | 0 | 0 | 0 | 6.1522 | 0.81911 | 0 | 0.0014259 | 0.81769 | 0 | 0 | 0 | 0 | 0
6.1643 | 1.9413 | 0 | 0.00027953 | 1.941 | 0 | 0 | 0 | 0 | 0 | 6.1643 | 1.9413 | 0 | 0.00027953 | 1.941 | 0 | 0 | 0 | 0 | 0
6.1764 | 4.0598 | 0 | 4.8531e-05 | 4.0598 | 0 | 0 | 0 | 0 | 0 | 6.1764 | 4.0598 | 0 | 4.8531e-05 | 4.0598 | 0 | 0 | 0 | 0 | 0
6.1885 | 7.4879 | 0 | 7.4674e-06 | 7.4878 | 0 | 0 | 0 | 0 | 0 | 6.1885 | 7.4879 | 0 | 7.4674e-06 | 7.4878 | 0 | 0 | 0 | 0 | 0
6.2006 | 12.1871 | 0 | 1.019e-06 | 12.1871 | 0 | 0 | 0 | 0 | 0 | 6.2006 | 12.1871 | 0 | 1.019e-06 | 12.1871 | 0 | 0 | 0 | 0 | 0
6.2126 | 17.5166 | 0 | 1.2342e-07 | 17.5166 | 0 | 0 | 0 | 0 | 0 | 6.2126 | 17.5166 | 0 | 1.2342e-07 | 17.5166 | 0 | 0 | 0 | 0 | 0
6.2247 | 22.2494 | 0 | 1.3275e-08 | 22.2494 | 0 | 0 | 0 | 0 | 0 | 6.2247 | 22.2494 | 0 | 1.3275e-08 | 22.2494 | 0 | 0 | 0 | 0 | 0
6.2368 | 24.9933 | 0 | 1.269e-09 | 24.9933 | 0 | 0 | 0 | 0 | 0 | 6.2368 | 24.9933 | 0 | 1.269e-09 | 24.9933 | 0 | 0 | 0 | 0 | 0
6.2489 | 24.8467 | 0 | 1.0789e-10 | 24.8467 | 0 | 0 | 0 | 0 | 0 | 6.2489 | 24.8467 | 0 | 1.0789e-10 | 24.8467 | 0 | 0 | 0 | 0 | 0
6.261 | 21.8759 | 0 | 8.1629e-12 | 21.8759 | 0 | 0 | 0 | 0 | 0 | 6.261 | 21.8759 | 0 | 8.1629e-12 | 21.8759 | 0 | 0 | 0 | 0 | 0
6.2731 | 17.0694 | 0 | 5.5e-13 | 17.0694 | 0 | 0 | 0 | 0 | 0 | 6.2731 | 17.0694 | 0 | 5.5e-13 | 17.0694 | 0 | 0 | 0 | 0 | 0
6.2852 | 11.8121 | 0 | 3.3024e-14 | 11.8121 | 0 | 0 | 0 | 0 | 0 | 6.2852 | 11.8121 | 0 | 3.3024e-14 | 11.8121 | 0 | 0 | 0 | 0 | 0
6.2973 | 7.2543 | 0 | 1.7682e-15 | 7.2543 | 0 | 0 | 0 | 0 | 0 | 6.2973 | 7.2543 | 0 | 1.7682e-15 | 7.2543 | 0 | 0 | 0 | 0 | 0
6.3093 | 3.9566 | 0 | 8.4482e-17 | 3.9566 | 0 | 0 | 0 | 0 | 0 | 6.3093 | 3.9566 | 0 | 8.4482e-17 | 3.9566 | 0 | 0 | 0 | 0 | 0
6.3214 | 1.9178 | 0 | 3.6041e-18 | 1.9178 | 0 | 0 | 0 | 0 | 0 | 6.3214 | 1.9178 | 0 | 3.6041e-18 | 1.9178 | 0 | 0 | 0 | 0 | 0
6.3335 | 0.82664 | 0 | 1.3738e-19 | 0.82664 | 0 | 0 | 0 | 0 | 0 | 6.3335 | 0.82664 | 0 | 1.3738e-19 | 0.82664 | 0 | 0 | 0 | 0 | 0
6.3456 | 0.31708 | 0 | 4.6816e-21 | 0.31708 | 0 | 0 | 0 | 0 | 0 | 6.3456 | 0.31708 | 0 | 4.6816e-21 | 0.31708 | 0 | 0 | 0 | 0 | 0
6.3577 | 0.10831 | 0 | 1.4273e-22 | 0.10831 | 0 | 0 | 0 | 0 | 0 | 6.3577 | 0.10831 | 0 | 1.4273e-22 | 0.10831 | 0 | 0 | 0 | 0 | 0
6.3698 | 0.032964 | 0 | 3.8955e-24 | 0.032964 | 0 | 0 | 0 | 0 | 0 | 6.3698 | 0.032964 | 0 | 3.8955e-24 | 0.032964 | 0 | 0 | 0 | 0 | 0
6.3819 | 0.0089461 | 0 | 9.5236e-26 | 0.0089461 | 0 | 0 | 0 | 0 | 0 | 6.3819 | 0.0089461 | 0 | 9.5236e-26 | 0.0089461 | 0 | 0 | 0 | 0 | 0
6.3939 | 0.0021662 | 0 | 2.0869e-27 | 0.0021662 | 0 | 0 | 0 | 0 | 0 | 6.3939 | 0.0021662 | 0 | 2.0869e-27 | 0.0021662 | 0 | 0 | 0 | 0 | 0
6.406 | 0.00046831 | 0 | 4.1014e-29 | 0.00046831 | 0 | 0 | 0 | 0 | 0 | 6.406 | 0.00046831 | 0 | 4.1014e-29 | 0.00046831 | 0 | 0 | 0 | 0 | 0
6.4181 | 9.0448e-05 | 0 | 7.2338e-31 | 9.0448e-05 | 0 | 0 | 0 | 0 | 0 | 6.4181 | 9.0448e-05 | 0 | 7.2338e-31 | 9.0448e-05 | 0 | 0 | 0 | 0 | 0
6.4302 | 1.5616e-05 | 0 | 1.1457e-32 | 1.5616e-05 | 0 | 0 | 0 | 0 | 0 | 6.4302 | 1.5616e-05 | 0 | 1.1457e-32 | 1.5616e-05 | 0 | 0 | 0 | 0 | 0
6.4423 | 2.4118e-06 | 0 | 1.6304e-34 | 2.4118e-06 | 0 | 0 | 0 | 0 | 0 | 6.4423 | 2.4118e-06 | 0 | 1.6304e-34 | 2.4118e-06 | 0 | 0 | 0 | 0 | 0
6.4544 | 3.334e-07 | 0 | 2.0859e-36 | 3.334e-07 | 0 | 0 | 0 | 0 | 0 | 6.4544 | 3.334e-07 | 0 | 2.0859e-36 | 3.334e-07 | 0 | 0 | 0 | 0 | 0
6.4665 | 4.1278e-08 | 0 | 2.4008e-38 | 4.1278e-08 | 0 | 0 | 0 | 0 | 0 | 6.4665 | 4.1278e-08 | 0 | 2.4008e-38 | 4.1278e-08 | 0 | 0 | 0 | 0 | 0
6.4786 | 4.5801e-09 | 0 | 2.4872e-40 | 4.5801e-09 | 0 | 0 | 0 | 0 | 0 | 6.4786 | 4.5801e-09 | 0 | 2.4872e-40 | 4.5801e-09 | 0 | 0 | 0 | 0 | 0
6.4906 | 4.5571e-10 | 0 | 2.3208e-42 | 4.5571e-10 | 0 | 0 | 0 | 0 | 0 | 6.4906 | 4.5571e-10 | 0 | 2.3208e-42 | 4.5571e-10 | 0 | 0 | 0 | 0 | 0
6.5027 | 4.0685e-11 | 0 | 1.9515e-44 | 4.0685e-11 | 0 | 0 | 0 | 0 | 0 | 6.5027 | 4.0685e-11 | 0 | 1.9515e-44 | 4.0685e-11 | 0 | 0 | 0 | 0 | 0
6.5148 | 3.2611e-12 | 0 | 1.4797e-46 | 3.2611e-12 | 0 | 0 | 0 | 0 | 0 | 6.5148 | 3.2611e-12 | 0 | 1.4797e-46 | 3.2611e-12 | 0 | 0 | 0 | 0 | 0
6.5269 | 2.3483e-13 | 0 | 1.0123e-48 | 2.3483e-13 | 0 | 0 | 0 | 0 | 0 | 6.5269 | 2.3483e-13 | 0 | 1.0123e-48 | 2.3483e-13 | 0 | 0 | 0 | 0 | 0
6.539 | 1.52e-14 | 0 | 6.2512e-51 | 1.52e-14 | 0 | 0 | 0 | 0 | 0 | 6.539 | 1.52e-14 | 0 | 6.2512e-51 | 1.52e-14 | 0 | 0 | 0 | 0 | 0
6.5511 | 8.849e-16 | 0 | 3.487e-53 | 8.849e-16 | 0 | 0 | 0 | 0 | 0 | 6.5511 | 8.849e-16 | 0 | 3.487e-53 | 8.849e-16 | 0 | 0 | 0 | 0 | 0
6.5632 | 4.6362e-17 | 0 | 1.7579e-55 | 4.6362e-17 | 0 | 0 | 0 | 0 | 0 | 6.5632 | 4.6362e-17 | 0 | 1.7579e-55 | 4.6362e-17 | 0 | 0 | 0 | 0 | 0
6.5752 | 2.1873e-18 | 0 | 8.0135e-58 | 2.1873e-18 | 0 | 0 | 0 | 0 | 0 | 6.5752 | 2.1873e-18 | 0 | 8.0135e-58 | 2.1873e-18 | 0 | 0 | 0 | 0 | 0
6.5873 | 9.2976e-20 | 0 | 3.3052e-60 | 9.2976e-20 | 0 | 0 | 0 | 0 | 0 | 6.5873 | 9.2976e-20 | 0 | 3.3052e-60 | 9.2976e-20 | 0 | 0 | 0 | 0 | 0
6.5994 | 3.5629e-21 | 0 | 1.2341e-62 | 3.5629e-21 | 0 | 0 | 0 | 0 | 0 | 6.5994 | 3.5629e-21 | 0 | 1.2341e-62 | 3.5629e-21 | 0 | 0 | 0 | 0 | 0
6.6115 | 1.2316e-22 | 0 | 4.1734e-65 | 1.2316e-22 | 0 | 0 | 0 | 0 | 0 | 6.6115 | 1.2316e-22 | 0 | 4.1734e-65 | 1.2316e-22 | 0 | 0 | 0 | 0 | 0
6.6236 | 3.8421e-24 | 0 | 1.2791e-67 | 3.8421e-24 | 0 | 0 | 0 | 0 | 0 | 6.6236 | 3.8421e-24 | 0 | 1.2791e-67 | 3.8421e-24 | 0 | 0 | 0 | 0 | 0
6.6357 | 1.0824e-25 | 0 | 3.5544e-70 | 1.0824e-25 | 0 | 0 | 0 | 0 | 0 | 6.6357 | 1.0824e-25 | 0 | 3.5544e-70 | 1.0824e-25 | 0 | 0 | 0 | 0 | 0
6.6478 | 2.7552e-27 | 0 | 8.9611e-73 | 2.7552e-27 | 0 | 0 | 0 | 0 | 0 | 6.6478 | 2.7552e-27 | 0 | 8.9611e-73 | 2.7552e-27 | 0 | 0 | 0 | 0 | 0
6.6599 | 6.3401e-29 | 0 | 2.0507e-75 | 6.3401e-29 | 0 | 0 | 0 | 0 | 0 | 6.6599 | 6.3401e-29 | 0 | 2.0507e-75 | 6.3401e-29 | 0 | 0 | 0 | 0 | 0
6.6719 | 1.3197e-30 | 0 | 4.2619e-78 | 1.3197e-30 | 0 | 0 | 0 | 0 | 0 | 6.6719 | 1.3197e-30 | 0 | 4.2619e-78 | 1.3197e-30 | 0 | 0 | 0 | 0 | 0
6.684 | 2.4861e-32 | 0 | 8.0483e-81 | 2.4861e-32 | 0 | 0 | 0 | 0 | 0 | 6.684 | 2.4861e-32 | 0 | 8.0483e-81 | 2.4861e-32 | 0 | 0 | 0 | 0 | 0
6.6961 | 4.2408e-34 | 0 | 1.3818e-83 | 4.2408e-34 | 0 | 0 | 0 | 0 | 0 | 6.6961 | 4.2408e-34 | 0 | 1.3818e-83 | 4.2408e-34 | 0 | 0 | 0 | 0 | 0
6.7082 | 6.5541e-36 | 0 | 2.1578e-86 | 6.5541e-36 | 0 | 0 | 0 | 0 | 0 | 6.7082 | 6.5541e-36 | 0 | 2.1578e-86 | 6.5541e-36 | 0 | 0 | 0 | 0 | 0
6.7203 | 9.182e-38 | 0 | 3.0666e-89 | 9.182e-38 | 0 | 0 | 0 | 0 | 0 | 6.7203 | 9.182e-38 | 0 | 3.0666e-89 | 9.182e-38 | 0 | 0 | 0 | 0 | 0
6.7324 | 1.1667e-39 | 0 | 3.9681e-92 | 1.1667e-39 | 0 | 0 | 0 | 0 | 0 | 6.7324 | 1.1667e-39 | 0 | 3.9681e-92 | 1.1667e-39 | 0 | 0 | 0 | 0 | 0
6.7445 | 1.3452e-41 | 0 | 4.6776e-95 | 1.3452e-41 | 0 | 0 | 0 | 0 | 0 | 6.7445 | 1.3452e-41 | 0 | 4.6776e-95 | 1.3452e-41 | 0 | 0 | 0 | 0 | 0
6.7566 | 1.4082e-43 | 0 | 5.0256e-98 | 1.4082e-43 | 0 | 0 | 0 | 0 | 0 | 6.7566 | 1.4082e-43 | 0 | 5.0256e-98 | 1.4082e-43 | 0 | 0 | 0 | 0 | 0
6.7686 | 1.3391e-45 | 0 | 4.9237e-101 | 1.3391e-45 | 0 | 0 | 0 | 0 | 0 | 6.7686 | 1.3391e-45 | 0 | 4.9237e-101 | 1.3391e-45 | 0 | 0 | 0 | 0 | 0
6.7807 | 1.1573e-47 | 0 | 4.4011e-104 | 1.1573e-47 | 0 | 0 | 0 | 0 | 0 | 6.7807 | 1.1573e-47 | 0 | 4.4011e-104 | 1.1573e-47 | 0 | 0 | 0 | 0 | 0
6.7928 | 9.0948e-50 | 0 | 3.5908e-107 | 9.0948e-50 | 0 | 0 | 0 | 0 | 0 | 6.7928 | 9.0948e-50 | 0 | 3.5908e-107 | 9.0948e-50 | 0 | 0 | 0 | 0 | 0
6.8049 | 6.5025e-52 | 0 | 2.6755e-110 | 6.5025e-52 | 0 | 0 | 0 | 0 | 0 | 6.8049 | 6.5025e-52 | 0 | 2.6755e-110 | 6.5025e-52 | 0 | 0 | 0 | 0 | 0
6.817 | 4.2318e-54 | 0 | 1.8214e-113 | 4.2318e-54 | 0 | 0 | 0 | 0 | 0 | 6.817 | 4.2318e-54 | 0 | 1.8214e-113 | 4.2318e-54 | 0 | 0 | 0 | 0 | 0
6.8291 | 2.508e-56 | 0 | 1.1334e-116 | 2.508e-56 | 0 | 0 | 0 | 0 | 0 | 6.8291 | 2.508e-56 | 0 | 1.1334e-116 | 2.508e-56 | 0 | 0 | 0 | 0 | 0
6.8412 | 1.3543e-58 | 0 | 6.4505e-120 | 1.3543e-58 | 0 | 0 | 0 | 0 | 0 | 6.8412 | 1.3543e-58 | 0 | 6.4505e-120 | 1.3543e-58 | 0 | 0 | 0 | 0 | 0
6.8532 | 6.6667e-61 | 0 | 3.3589e-123 | 6.6667e-61 | 0 | 0 | 0 | 0 | 0 | 6.8532 | 6.6667e-61 | 0 | 3.3589e-123 | 6.6667e-61 | 0 | 0 | 0 | 0 | 0
6.8653 | 2.9931e-63 | 0 | 1.6011e-126 | 2.9931e-63 | 0 | 0 | 0 | 0 | 0 | 6.8653 | 2.9931e-63 | 0 | 1.6011e-126 | 2.9931e-63 | 0 | 0 | 0 | 0 | 0
6.8774 | 1.2261e-65 | 0 | 6.9898e-130 | 1.2261e-65 | 0 | 0 | 0 | 0 | 0 | 6.8774 | 1.2261e-65 | 0 | 6.9898e-130 | 1.2261e-65 | 0 | 0 | 0 | 0 | 0
6.8895 | 4.5856e-68 | 0 | 2.7959e-133 | 4.5856e-68 | 0 | 0 | 0 | 0 | 0 | 6.8895 | 4.5856e-68 | 0 | 2.7959e-133 | 4.5856e-68 | 0 | 0 | 0 | 0 | 0
6.9016 | 1.5663e-70 | 0 | 1.0252e-136 | 1.5663e-70 | 0 | 0 | 0 | 0 | 0 | 6.9016 | 1.5663e-70 | 0 | 1.0252e-136 | 1.5663e-70 | 0 | 0 | 0 | 0 | 0
6.9137 | 4.8891e-73 | 0 | 3.4472e-140 | 4.8891e-73 | 0 | 0 | 0 | 0 | 0 | 6.9137 | 4.8891e-73 | 0 | 3.4472e-140 | 4.8891e-73 | 0 | 0 | 0 | 0 | 0
6.9258 | 1.3951e-75 | 0 | 1.0636e-143 | 1.3951e-75 | 0 | 0 | 0 | 0 | 0 | 6.9258 | 1.3951e-75 | 0 | 1.0636e-143 | 1.3951e-75 | 0 | 0 | 0 | 0 | 0
6.9379 | 3.6413e-78 | 0 | 3.0121e-147 | 3.6413e-78 | 0 | 0 | 0 | 0 | 0 | 6.9379 | 3.6413e-78 | 0 | 3.0121e-147 | 3.6413e-78 | 0 | 0 | 0 | 0 | 0
6.9499 | 8.6968e-81 | 0 | 7.8338e-151 | 8.6968e-81 | 0 | 0 | 0 | 0 | 0 | 6.9499 | 8.6968e-81 | 0 | 7.8338e-151 | 8.6968e-81 | 0 | 0 | 0 | 0 | 0
6.962 | 1.9016e-83 | 0 | 1.8718e-154 | 1.9016e-83 | 0 | 0 | 0 | 0 | 0 | 6.962 | 1.9016e-83 | 0 | 1.8718e-154 | 1.9016e-83 | 0 | 0 | 0 | 0 | 0
6.9741 | 3.8083e-86 | 0 | 4.111e-158 | 3.8083e-86 | 0 | 0 | 0 | 0 | 0 | 6.9741 | 3.8083e-86 | 0 | 4.111e-158 | 3.8083e-86 | 0 | 0 | 0 | 0 | 0
6.9862 | 6.9887e-89 | 0 | 8.3024e-162 | 6.9887e-89 | 0 | 0 | 0 | 0 | 0 | 6.9862 | 6.9887e-89 | 0 | 8.3024e-162 | 6.9887e-89 | 0 | 0 | 0 | 0 | 0
6.9983 | 1.1757e-91 | 0 | 1.5425e-165 | 1.1757e-91 | 0 | 0 | 0 | 0 | 0 | 6.9983 | 1.1757e-91 | 0 | 1.5425e-165 | 1.1757e-91 | 0 | 0 | 0 | 0 | 0
7.0104 | 1.8142e-94 | 0 | 2.6375e-169 | 1.8142e-94 | 0 | 0 | 0 | 0 | 0 | 7.0104 | 1.8142e-94 | 0 | 2.6375e-169 | 1.8142e-94 | 0 | 0 | 0 | 0 | 0
7.0225 | 2.5685e-97 | 0 | 4.1523e-173 | 2.5685e-97 | 0 | 0 | 0 | 0 | 0 | 7.0225 | 2.5685e-97 | 0 | 4.1523e-173 | 2.5685e-97 | 0 | 0 | 0 | 0 | 0
7.0345 | 3.3382e-100 | 0 | 6.0217e-177 | 3.3382e-100 | 0 | 0 | 0 | 0 | 0 | 7.0345 | 3.3382e-100 | 0 | 6.0217e-177 | 3.3382e-100 | 0 | 0 | 0 | 0 | 0
7.0466 | 3.9845e-103 | 0 | 8.0473e-181 | 3.9845e-103 | 0 | 0 | 0 | 0 | 0 | 7.0466 | 3.9845e-103 | 0 | 8.0473e-181 | 3.9845e-103 | 0 | 0 | 0 | 0 | 0
7.0587 | 4.3697e-106 | 0 | 9.9145e-185 | 4.3697e-106 | 0 | 0 | 0 | 0 | 0 | 7.0587 | 4.3697e-106 | 0 | 9.9145e-185 | 4.3697e-106 | 0 | 0 | 0 | 0 | 0
7.0708 | 4.4048e-109 | 0 | 1.1266e-188 | 4.4048e-109 | 0 | 0 | 0 | 0 | 0 | 7.0708 | 4.4048e-109 | 0 | 1.1266e-188 | 4.4048e-109 | 0 | 0 | 0 | 0 | 0
7.0829 | 4.0831e-112 | 0 | 1.1811e-192 | 4.0831e-112 | 0 | 0 | 0 | 0 | 0 | 7.0829 | 4.0831e-112 | 0 | 1.1811e-192 | 4.0831e-112 | 0 | 0 | 0 | 0 | 0
7.095 | 3.4821e-115 | 0 | 1.143e-196 | 3.4821e-115 | 0 | 0 | 0 | 0 | 0 | 7.095 | 3.4821e-115 | 0 | 1.143e-196 | 3.4821e-115 | 0 | 0 | 0 | 0 | 0
7.1071 | 2.733e-118 | 0 | 1.0215e-200 | 2.733e-118 | 0 | 0 | 0 | 0 | 0 | 7.1071 | 2.733e-118 | 0 | 1.0215e-200 | 2.733e-118 | 0 | 0 | 0 | 0 | 0
7.1192 | 1.9751e-121 | 0 | 8.433e-205 | 1.9751e-121 | 0 | 0 | 0 | 0 | 0 | 7.1192 | 1.9751e-121 | 0 | 8.433e-205 | 1.9751e-121 | 0 | 0 | 0 | 0 | 0
7.1312 | 1.3148e-124 | 0 | 6.4341e-209 | 1.3148e-124 | 0 | 0 | 0 | 0 | 0 | 7.1312 | 1.3148e-124 | 0 | 6.4341e-209 | 1.3148e-124 | 0 | 0 | 0 | 0 | 0
7.1433 | 8.0657e-128 | 0 | 4.5386e-213 | 8.0657e-128 | 0 | 0 | 0 | 0 | 0 | 7.1433 | 8.0657e-128 | 0 | 4.5386e-213 | 8.0657e-128 | 0 | 0 | 0 | 0 | 0
7.1554 | 4.5615e-131 | 0 | 2.9612e-217 | 4.5615e-131 | 0 | 0 | 0 | 0 | 0 | 7.1554 | 4.5615e-131 | 0 | 2.9612e-217 | 4.5615e-131 | 0 | 0 | 0 | 0 | 0
7.1675 | 2.3793e-134 | 0 | 1.7876e-221 | 2.3793e-134 | 0 | 0 | 0 | 0 | 0 | 7.1675 | 2.3793e-134 | 0 | 1.7876e-221 | 2.3793e-134 | 0 | 0 | 0 | 0 | 0
7.1796 | 1.145e-137 | 0 | 9.9891e-226 | 1.145e-137 | 0 | 0 | 0 | 0 | 0 | 7.1796 | 1.145e-137 | 0 | 9.9891e-226 | 1.145e-137 | 0 | 0 | 0 | 0 | 0
7.1917 | 5.0865e-141 | 0 | 5.1689e-230 | 5.0865e-141 | 0 | 0 | 0 | 0 | 0 | 7.1917 | 5.0865e-141 | 0 | 5.1689e-230 | 5.0865e-141 | 0 | 0 | 0 | 0 | 0
7.2038 | 2.0865e-144 | 0 | 2.4777e-234 | 2.0865e-144 | 0 | 0 | 0 | 0 | 0 | 7.2038 | 2.0865e-144 | 0 | 2.4777e-234 | 2.0865e-144 | 0 | 0 | 0 | 0 | 0
7.2159 | 7.9063e-148 | 0 | 1.1006e-238 | 7.9063e-148 | 0 | 0 | 0 | 0 | 0 | 7.2159 | 7.9063e-148 | 0 | 1.1006e-238 | 7.9063e-148 | 0 | 0 | 0 | 0 | 0
7.2279 | 2.7687e-151 | 0 | 4.5327e-243 | 2.7687e-151 | 0 | 0 | 0 | 0 | 0 | 7.2279 | 2.7687e-151 | 0 | 4.5327e-243 | 2.7687e-151 | 0 | 0 | 0 | 0 | 0
7.24 | 8.9639e-155 | 0 | 1.7312e-247 | 8.9639e-155 | 0 | 0 | 0 | 0 | 0 | 7.24 | 8.9639e-155 | 0 | 1.7312e-247 | 8.9639e-155 | 0 | 0 | 0 | 0 | 0
7.2521 | 2.6841e-158 | 0 | 6.1346e-252 | 2.6841e-158 | 0 | 0 | 0 | 0 | 0 | 7.2521 | 2.6841e-158 | 0 | 6.1346e-252 | 2.6841e-158 | 0 | 0 | 0 | 0 | 0
7.2642 | 7.4362e-162 | 0 | 2.0176e-256 | 7.4362e-162 | 0 | 0 | 0 | 0 | 0 | 7.2642 | 7.4362e-162 | 0 | 2.0176e-256 | 7.4362e-162 | 0 | 0 | 0 | 0 | 0
7.2763 | 1.9069e-165 | 0 | 6.1607e-261 | 1.9069e-165 | 0 | 0 | 0 | 0 | 0 | 7.2763 | 1.9069e-165 | 0 | 6.1607e-261 | 1.9069e-165 | 0 | 0 | 0 | 0 | 0
7.2884 | 4.5278e-169 | 0 | 1.7473e-265 | 4.5278e-169 | 0 | 0 | 0 | 0 | 0 | 7.2884 | 4.5278e-169 | 0 | 1.7473e-265 | 4.5278e-169 | 0 | 0 | 0 | 0 | 0
7.3005 | 9.9587e-173 | 0 | 4.6045e-270 | 9.9587e-173 | 0 | 0 | 0 | 0 | 0 | 7.3005 | 9.9587e-173 | 0 | 4.6045e-270 | 9.9587e-173 | 0 | 0 | 0 | 0 | 0
7.3125 | 2.0297e-176 | 0 | 1.1278e-274 | 2.0297e-176 | 0 | 0 | 0 | 0 | 0 | 7.3125 | 2.0297e-176 | 0 | 1.1278e-274 | 2.0297e-176 | 0 | 0 | 0 | 0 | 0
7.3246 | 3.8349e-180 | 0 | 2.5687e-279 | 3.8349e-180 | 0 | 0 | 0 | 0 | 0 | 7.3246 | 3.8349e-180 | 0 | 2.5687e-279 | 3.8349e-180 | 0 | 0 | 0 | 0 | 0
7.3367 | 6.7192e-184 | 0 | 5.4417e-284 | 6.7192e-184 | 0 | 0 | 0 | 0 | 0 | 7.3367 | 6.7192e-184 | 0 | 5.4417e-284 | 6.7192e-184 | 0 | 0 | 0 | 0 | 0
7.3488 | 1.0922e-187 | 0 | 1.0727e-288 | 1.0922e-187 | 0 | 0 | 0 | 0 | 0 | 7.3488 | 1.0922e-187 | 0 | 1.0727e-288 | 1.0922e-187 | 0 | 0 | 0 | 0 | 0
7.3609 | 1.6475e-191 | 0 | 1.9682e-293 | 1.6475e-191 | 0 | 0 | 0 | 0 | 0 | 7.3609 | 1.6475e-191 | 0 | 1.9682e-293 | 1.6475e-191 | 0 | 0 | 0 | 0 | 0
7.373 | 2.3072e-195 | 0 | 3.3627e-298 | 2.3072e-195 | 0 | 0 | 0 | 0 | 0 | 7.373 | 2.3072e-195 | 0 | 3.3627e-298 | 2.3072e-195 | 0 | 0 | 0 | 0 | 0
7.3851 | 3.0008e-199 | 0 | 5.3516e-303 | 3.0008e-199 | 0 | 0 | 0 | 0 | 0 | 7.3851 | 3.0008e-199 | 0 | 5.3516e-303 | 3.0008e-199 | 0 | 0 | 0 | 0 | 0
7.3972 | 3.626e-203 | 0 | 7.936e-308 | 3.626e-203 | 0 | 0 | 0 | 0 | 0 | 7.3972 | 3.626e-203 | 0 | 7.936e-308 | 3.626e-203 | 0 | 0 | 0 | 0 | 0
7.4092 | 4.0722e-207 | 0 | 1.097e-312 | 4.0722e-207 | 0 | 0 | 0 | 0 | 0 | 7.4092 | 4.0722e-207 | 0 | 1.097e-312 | 4.0722e-207 | 0 | 0 | 0 | 0 | 0
7.4213 | 4.2518e-211 | 0 | 1.4139e-317 | 4.2518e-211 | 0 | 0 | 0 | 0 | 0 | 7.4213 | 4.2518e-211 | 0 | 1.4139e-317 | 4.2518e-211 | 0 | 0 | 0 | 0 | 0
7.4334 | 4.1289e-215 | 0 | 1.1858e-322 | 4.1289e-215 | 0 | 0 | 0 | 0 | 0 | 7.4334 | 4.1289e-215 | 0 | 1.1858e-322 | 4.1289e-215 | 0 | 0 | 0 | 0 | 0
7.4455 | 3.7303e-219 | 0 | 0 | 3.7303e-219 | 0 | 0 | 0 | 0 | 0 | 7.4455 | 3.7303e-219 | 0 | 0 | 3.7303e-219 | 0 | 0 | 0 | 0 | 0
7.4576 | 3.1368e-223 | 0 | 0 | 3.1368e-223 | 0 | 0 | 0 | 0 | 0 | 7.4576 | 3.1368e-223 | 0 | 0 | 3.1368e-223 | 0 | 0 | 0 | 0 | 0
7.4697 | 2.4557e-227 | 0 | 0 | 2.4557e-227 | 0 | 0 | 0 | 0 | 0 | 7.4697 | 2.4557e-227 | 0 | 0 | 2.4557e-227 | 0 | 0 | 0 | 0 | 0
7.4818 | 1.7906e-231 | 0 | 0 | 1.7906e-231 | 0 | 0 | 0 | 0 | 0 | 7.4818 | 1.7906e-231 | 0 | 0 | 1.7906e-231 | 0 | 0 | 0 | 0 | 0
7.4939 | 1.2164e-235 | 0 | 0 | 1.2164e-235 | 0 | 0 | 0 | 0 | 0 | 7.4939 | 1.2164e-235 | 0 | 0 | 1.2164e-235 | 0 | 0 | 0 | 0 | 0
7.5059 | 7.7015e-240 | 0 | 0 | 7.7015e-240 | 0 | 0 | 0 | 0 | 0 | 7.5059 | 7.7015e-240 | 0 | 0 | 7.7015e-240 | 0 | 0 | 0 | 0 | 0
7.518 | 4.5461e-244 | 0 | 0 | 4.5461e-244 | 0 | 0 | 0 | 0 | 0 | 7.518 | 4.5461e-244 | 0 | 0 | 4.5461e-244 | 0 | 0 | 0 | 0 | 0
7.5301 | 2.5027e-248 | 0 | 0 | 2.5027e-248 | 0 | 0 | 0 | 0 | 0 | 7.5301 | 2.5027e-248 | 0 | 0 | 2.5027e-248 | 0 | 0 | 0 | 0 | 0
7.5422 | 1.2854e-252 | 0 | 0 | 1.2854e-252 | 0 | 0 | 0 | 0 | 0 | 7.5422 | 1.2854e-252 | 0 | 0 | 1.2854e-252 | 0 | 0 | 0 | 0 | 0
7.5543 | 6.1609e-257 | 0 | 0 | 6.1609e-257 | 0 | 0 | 0 | 0 | 0 | 7.5543 | 6.1609e-257 | 0 | 0 | 6.1609e-257 | 0 | 0 | 0 | 0 | 0
7.5664 | 2.7568e-261 | 0 | 0 | 2.7568e-261 | 0 | 0 | 0 | 0 | 0 | 7.5664 | 2.7568e-261 | 0 | 0 | 2.7568e-261 | 0 | 0 | 0 | 0 | 0
7.5785 | 1.152e-265 | 0 | 0 | 1.152e-265 | 0 | 0 | 0 | 0 | 0 | 7.5785 | 1.152e-265 | 0 | 0 | 1.152e-265 | 0 | 0 | 0 | 0 | 0
7.5905 | 4.4971e-270 | 0 | 0 | 4.4971e-270 | 0 | 0 | 0 | 0 | 0 | 7.5905 | 4.4971e-270 | 0 | 0 | 4.4971e-270 | 0 | 0 | 0 | 0 | 0
7.6026 | 1.6405e-274 | 0 | 0 | 1.6405e-274 | 0 | 0 | 0 | 0 | 0 | 7.6026 | 1.6405e-274 | 0 | 0 | 1.6405e-274 | 0 | 0 | 0 | 0 | 0
7.6147 | 5.5941e-279 | 0 | 0 | 5.5941e-279 | 0 | 0 | 0 | 0 | 0 | 7.6147 | 5.5941e-279 | 0 | 0 | 5.5941e-279 | 0 | 0 | 0 | 0 | 0
7.6268 | 1.7838e-283 | 0 | 0 | 1.7838e-283 | 0 | 0 | 0 | 0 | 0 | 7.6268 | 1.7838e-283 | 0 | 0 | 1.7838e-283 | 0 | 0 | 0 | 0 | 0
7.6389 | 5.3202e-288 | 0 | 0 | 5.3202e-288 | 0 | 0 | 0 | 0 | 0 | 7.6389 | 5.3202e-288 | 0 | 0 | 5.3202e-288 | 0 | 0 | 0 | 0 | 0
7.651 | 1.4847e-292 | 0 | 0 | 1.4847e-292 | 0 | 0 | 0 | 0 | 0 | 7.651 | 1.4847e-292 | 0 | 0 | 1.4847e-292 | 0 | 0 | 0 | 0 | 0
7.6631 | 3.878e-297 | 0 | 0 | 3.878e-297 | 0 | 0 | 0 | 0 | 0 | 7.6631 | 3.878e-297 | 0 | 0 | 3.878e-297 | 0 | 0 | 0 | 0 | 0
7.6752 | 9.4837e-302 | 0 | 0 | 9.4837e-302 | 0 | 0 | 0 | 0 | 0 | 7.6752 | 9.4837e-302 | 0 | 0 | 9.4837e-302 | 0 | 0 | 0 | 0 | 0
7.6872 | 2.1721e-306 | 0 | 0 | 2.1721e-306 | 0 | 0 | 0 | 0 | 0 | 7.6872 | 2.1721e-306 | 0 | 0 | 2.1721e-306 | 0 | 0 | 0 | 0 | 0
7.6993 | 4.6606e-311 | 0 | 0 | 4.6606e-311 | 0 | 0 | 0 | 0 | 0 | 7.6993 | 4.6606e-311 | 0 | 0 | 4.6606e-311 | 0 | 0 | 0 | 0 | 0
7.7114 | 9.3714e-316 | 0 | 0 | 9.3714e-316 | 0 | 0 | 0 | 0 | 0 | 7.7114 | 9.3714e-316 | 0 | 0 | 9.3714e-316 | 0 | 0 | 0 | 0 | 0
7.7235 | 1.7648e-320 | 0 | 0 | 1.7648e-320 | 0 | 0 | 0 | 0 | 0 | 7.7235 | 1.7648e-320 | 0 | 0 | 1.7648e-320 | 0 | 0 | 0 | 0 | 0
7.7356 | 0 | 0 | 0 | 0 | 0 | 0 | 0 | 0 | 0 | 7.7356 | 0 | 0 | 0 | 0 | 0 | 0 | 0 | 0 | 0
7.7477 | 0 | 0 | 0 | 0 | 0 | 0 | 0 | 0 | 0 | 7.7477 | 0 | 0 | 0 | 0 | 0 | 0 | 0 | 0 | 0
7.7598 | 0 | 0 | 0 | 0 | 0 | 0 | 0 | 0 | 0 | 7.7598 | 0 | 0 | 0 | 0 | 0 | 0 | 0 | 0 | 0
7.7718 | 0 | 0 | 0 | 0 | 0 | 0 | 0 | 0 | 0 | 7.7718 | 0 | 0 | 0 | 0 | 0 | 0 | 0 | 0 | 0
7.7839 | 0 | 0 | 0 | 0 | 0 | 0 | 0 | 0 | 0 | 7.7839 | 0 | 0 | 0 | 0 | 0 | 0 | 0 | 0 | 0
7.796 | 0 | 0 | 0 | 0 | 0 | 0 | 0 | 0 | 0 | 7.796 | 0 | 0 | 0 | 0 | 0 | 0 | 0 | 0 | 0
7.8081 | 0 | 0 | 0 | 0 | 0 | 0 | 0 | 0 | 0 | 7.8081 | 0 | 0 | 0 | 0 | 0 | 0 | 0 | 0 | 0
7.8202 | 0 | 0 | 0 | 0 | 0 | 0 | 0 | 0 | 0 | 7.8202 | 0 | 0 | 0 | 0 | 0 | 0 | 0 | 0 | 0
7.8323 | 0 | 0 | 0 | 0 | 0 | 0 | 0 | 0 | 0 | 7.8323 | 0 | 0 | 0 | 0 | 0 | 0 | 0 | 0 | 0
7.8444 | 0 | 0 | 0 | 0 | 0 | 0 | 0 | 0 | 0 | 7.8444 | 0 | 0 | 0 | 0 | 0 | 0 | 0 | 0 | 0
7.8565 | 0 | 0 | 0 | 0 | 0 | 0 | 0 | 0 | 0 | 7.8565 | 0 | 0 | 0 | 0 | 0 | 0 | 0 | 0 | 0
7.8685 | 0 | 0 | 0 | 0 | 0 | 0 | 0 | 0 | 0 | 7.8685 | 0 | 0 | 0 | 0 | 0 | 0 | 0 | 0 | 0
7.8806 | 0 | 0 | 0 | 0 | 0 | 0 | 0 | 0 | 0 | 7.8806 | 0 | 0 | 0 | 0 | 0 | 0 | 0 | 0 | 0
7.8927 | 0 | 0 | 0 | 0 | 0 | 0 | 0 | 0 | 0 | 7.8927 | 0 | 0 | 0 | 0 | 0 | 0 | 0 | 0 | 0
7.9048 | 0 | 0 | 0 | 0 | 0 | 0 | 0 | 0 | 0 | 7.9048 | 0 | 0 | 0 | 0 | 0 | 0 | 0 | 0 | 0
7.9169 | 0 | 0 | 0 | 0 | 0 | 0 | 0 | 0 | 0 | 7.9169 | 0 | 0 | 0 | 0 | 0 | 0 | 0 | 0 | 0
7.929 | 0 | 0 | 0 | 0 | 0 | 0 | 0 | 0 | 0 | 7.929 | 0 | 0 | 0 | 0 | 0 | 0 | 0 | 0 | 0
7.9411 | 0 | 0 | 0 | 0 | 0 | 0 | 0 | 0 | 0 | 7.9411 | 0 | 0 | 0 | 0 | 0 | 0 | 0 | 0 | 0
7.9532 | 0 | 0 | 0 | 0 | 0 | 0 | 0 | 0 | 0 | 7.9532 | 0 | 0 | 0 | 0 | 0 | 0 | 0 | 0 | 0
7.9652 | 0 | 0 | 0 | 0 | 0 | 0 | 0 | 0 | 0 | 7.9652 | 0 | 0 | 0 | 0 | 0 | 0 | 0 | 0 | 0
7.9773 | 0 | 0 | 0 | 0 | 0 | 0 | 0 | 0 | 0 | 7.9773 | 0 | 0 | 0 | 0 | 0 | 0 | 0 | 0 | 0
7.9894 | 0 | 0 | 0 | 0 | 0 | 0 | 0 | 0 | 0 | 7.9894 | 0 | 0 | 0 | 0 | 0 | 0 | 0 | 0 | 0
8.0015 | 0 | 0 | 0 | 0 | 0 | 0 | 0 | 0 | 0 | 8.0015 | 0 | 0 | 0 | 0 | 0 | 0 | 0 | 0 | 0
8.0136 | 0 | 0 | 0 | 0 | 0 | 0 | 0 | 0 | 0 | 8.0136 | 0 | 0 | 0 | 0 | 0 | 0 | 0 | 0 | 0
8.0257 | 0 | 0 | 0 | 0 | 0 | 0 | 0 | 0 | 0 | 8.0257 | 0 | 0 | 0 | 0 | 0 | 0 | 0 | 0 | 0
8.0378 | 0 | 0 | 0 | 0 | 0 | 0 | 0 | 0 | 0 | 8.0378 | 0 | 0 | 0 | 0 | 0 | 0 | 0 | 0 | 0
8.0498 | 0 | 0 | 0 | 0 | 0 | 0 | 0 | 0 | 0 | 8.0498 | 0 | 0 | 0 | 0 | 0 | 0 | 0 | 0 | 0
8.0619 | 0 | 0 | 0 | 0 | 0 | 0 | 0 | 0 | 0 | 8.0619 | 0 | 0 | 0 | 0 | 0 | 0 | 0 | 0 | 0
8.074 | 0 | 0 | 0 | 0 | 0 | 0 | 0 | 0 | 0 | 8.074 | 0 | 0 | 0 | 0 | 0 | 0 | 0 | 0 | 0
8.0861 | 0 | 0 | 0 | 0 | 0 | 0 | 0 | 0 | 0 | 8.0861 | 0 | 0 | 0 | 0 | 0 | 0 | 0 | 0 | 0
8.0982 | 0 | 0 | 0 | 0 | 0 | 0 | 0 | 0 | 0 | 8.0982 | 0 | 0 | 0 | 0 | 0 | 0 | 0 | 0 | 0
8.1103 | 0 | 0 | 0 | 0 | 0 | 0 | 0 | 0 | 0 | 8.1103 | 0 | 0 | 0 | 0 | 0 | 0 | 0 | 0 | 0
8.1224 | 0 | 0 | 0 | 0 | 0 | 0 | 0 | 0 | 0 | 8.1224 | 0 | 0 | 0 | 0 | 0 | 0 | 0 | 0 | 0
8.1345 | 0 | 0 | 0 | 0 | 0 | 0 | 0 | 0 | 0 | 8.1345 | 0 | 0 | 0 | 0 | 0 | 0 | 0 | 0 | 0
8.1465 | 0 | 0 | 0 | 0 | 0 | 0 | 0 | 0 | 0 | 8.1465 | 0 | 0 | 0 | 0 | 0 | 0 | 0 | 0 | 0
8.1586 | 0 | 0 | 0 | 0 | 0 | 0 | 0 | 0 | 0 | 8.1586 | 0 | 0 | 0 | 0 | 0 | 0 | 0 | 0 | 0
8.1707 | 0 | 0 | 0 | 0 | 0 | 0 | 0 | 0 | 0 | 8.1707 | 0 | 0 | 0 | 0 | 0 | 0 | 0 | 0 | 0
8.1828 | 0 | 0 | 0 | 0 | 0 | 0 | 0 | 0 | 0 | 8.1828 | 0 | 0 | 0 | 0 | 0 | 0 | 0 | 0 | 0
8.1949 | 0 | 0 | 0 | 0 | 0 | 0 | 0 | 0 | 0 | 8.1949 | 0 | 0 | 0 | 0 | 0 | 0 | 0 | 0 | 0
8.207 | 0 | 0 | 0 | 0 | 0 | 0 | 0 | 0 | 0 | 8.207 | 0 | 0 | 0 | 0 | 0 | 0 | 0 | 0 | 0
8.2191 | 0 | 0 | 0 | 0 | 0 | 0 | 0 | 0 | 0 | 8.2191 | 0 | 0 | 0 | 0 | 0 | 0 | 0 | 0 | 0
8.2311 | 0 | 0 | 0 | 0 | 0 | 0 | 0 | 0 | 0 | 8.2311 | 0 | 0 | 0 | 0 | 0 | 0 | 0 | 0 | 0
8.2432 | 0 | 0 | 0 | 0 | 0 | 0 | 0 | 0 | 0 | 8.2432 | 0 | 0 | 0 | 0 | 0 | 0 | 0 | 0 | 0
8.2553 | 0 | 0 | 0 | 0 | 0 | 0 | 0 | 0 | 0 | 8.2553 | 0 | 0 | 0 | 0 | 0 | 0 | 0 | 0 | 0
8.2674 | 0 | 0 | 0 | 0 | 0 | 0 | 0 | 0 | 0 | 8.2674 | 0 | 0 | 0 | 0 | 0 | 0 | 0 | 0 | 0
8.2795 | 0 | 0 | 0 | 0 | 0 | 0 | 0 | 0 | 0 | 8.2795 | 0 | 0 | 0 | 0 | 0 | 0 | 0 | 0 | 0
8.2916 | 0 | 0 | 0 | 0 | 0 | 0 | 0 | 0 | 0 | 8.2916 | 0 | 0 | 0 | 0 | 0 | 0 | 0 | 0 | 0
8.3037 | 0 | 0 | 0 | 0 | 0 | 0 | 0 | 0 | 0 | 8.3037 | 0 | 0 | 0 | 0 | 0 | 0 | 0 | 0 | 0
8.3158 | 0 | 0 | 0 | 0 | 0 | 0 | 0 | 0 | 0 | 8.3158 | 0 | 0 | 0 | 0 | 0 | 0 | 0 | 0 | 0
8.3278 | 0 | 0 | 0 | 0 | 0 | 0 | 0 | 0 | 0 | 8.3278 | 0 | 0 | 0 | 0 | 0 | 0 | 0 | 0 | 0
8.3399 | 0 | 0 | 0 | 0 | 0 | 0 | 0 | 0 | 0 | 8.3399 | 0 | 0 | 0 | 0 | 0 | 0 | 0 | 0 | 0
8.352 | 0 | 0 | 0 | 0 | 0 | 0 | 0 | 0 | 0 | 8.352 | 0 | 0 | 0 | 0 | 0 | 0 | 0 | 0 | 0
8.3641 | 0 | 0 | 0 | 0 | 0 | 0 | 0 | 0 | 0 | 8.3641 | 0 | 0 | 0 | 0 | 0 | 0 | 0 | 0 | 0
8.3762 | 0 | 0 | 0 | 0 | 0 | 0 | 0 | 0 | 0 | 8.3762 | 0 | 0 | 0 | 0 | 0 | 0 | 0 | 0 | 0
8.3883 | 0 | 0 | 0 | 0 | 0 | 0 | 0 | 0 | 0 | 8.3883 | 0 | 0 | 0 | 0 | 0 | 0 | 0 | 0 | 0
8.4004 | 0 | 0 | 0 | 0 | 0 | 0 | 0 | 0 | 0 | 8.4004 | 0 | 0 | 0 | 0 | 0 | 0 | 0 | 0 | 0
8.4125 | 0 | 0 | 0 | 0 | 0 | 0 | 0 | 0 | 0 | 8.4125 | 0 | 0 | 0 | 0 | 0 | 0 | 0 | 0 | 0
8.4245 | 0 | 0 | 0 | 0 | 0 | 0 | 0 | 0 | 0 | 8.4245 | 0 | 0 | 0 | 0 | 0 | 0 | 0 | 0 | 0
8.4366 | 0 | 0 | 0 | 0 | 0 | 0 | 0 | 0 | 0 | 8.4366 | 0 | 0 | 0 | 0 | 0 | 0 | 0 | 0 | 0
8.4487 | 0 | 0 | 0 | 0 | 0 | 0 | 0 | 0 | 0 | 8.4487 | 0 | 0 | 0 | 0 | 0 | 0 | 0 | 0 | 0
8.4608 | 0 | 0 | 0 | 0 | 0 | 0 | 0 | 0 | 0 | 8.4608 | 0 | 0 | 0 | 0 | 0 | 0 | 0 | 0 | 0
8.4729 | 0 | 0 | 0 | 0 | 0 | 0 | 0 | 0 | 0 | 8.4729 | 0 | 0 | 0 | 0 | 0 | 0 | 0 | 0 | 0
8.485 | 0 | 0 | 0 | 0 | 0 | 0 | 0 | 0 | 0 | 8.485 | 0 | 0 | 0 | 0 | 0 | 0 | 0 | 0 | 0
8.4971 | 0 | 0 | 0 | 0 | 0 | 0 | 0 | 0 | 0 | 8.4971 | 0 | 0 | 0 | 0 | 0 | 0 | 0 | 0 | 0
8.5091 | 0 | 0 | 0 | 0 | 0 | 0 | 0 | 0 | 0 | 8.5091 | 0 | 0 | 0 | 0 | 0 | 0 | 0 | 0 | 0
8.5212 | 0 | 0 | 0 | 0 | 0 | 0 | 0 | 0 | 0 | 8.5212 | 0 | 0 | 0 | 0 | 0 | 0 | 0 | 0 | 0
8.5333 | 0 | 0 | 0 | 0 | 0 | 0 | 0 | 0 | 0 | 8.5333 | 0 | 0 | 0 | 0 | 0 | 0 | 0 | 0 | 0
8.5454 | 0 | 0 | 0 | 0 | 0 | 0 | 0 | 0 | 0 | 8.5454 | 0 | 0 | 0 | 0 | 0 | 0 | 0 | 0 | 0
8.5575 | 0 | 0 | 0 | 0 | 0 | 0 | 0 | 0 | 0 | 8.5575 | 0 | 0 | 0 | 0 | 0 | 0 | 0 | 0 | 0
8.5696 | 0 | 0 | 0 | 0 | 0 | 0 | 0 | 0 | 0 | 8.5696 | 0 | 0 | 0 | 0 | 0 | 0 | 0 | 0 | 0
8.5817 | 0 | 0 | 0 | 0 | 0 | 0 | 0 | 0 | 0 | 8.5817 | 0 | 0 | 0 | 0 | 0 | 0 | 0 | 0 | 0
8.5938 | 0 | 0 | 0 | 0 | 0 | 0 | 0 | 0 | 0 | 8.5938 | 0 | 0 | 0 | 0 | 0 | 0 | 0 | 0 | 0
8.6058 | 0 | 0 | 0 | 0 | 0 | 0 | 0 | 0 | 0 | 8.6058 | 0 | 0 | 0 | 0 | 0 | 0 | 0 | 0 | 0
8.6179 | 0 | 0 | 0 | 0 | 0 | 0 | 0 | 0 | 0 | 8.6179 | 0 | 0 | 0 | 0 | 0 | 0 | 0 | 0 | 0
8.63 | 0 | 0 | 0 | 0 | 0 | 0 | 0 | 0 | 0 | 8.63 | 0 | 0 | 0 | 0 | 0 | 0 | 0 | 0 | 0
8.6421 | 0 | 0 | 0 | 0 | 0 | 0 | 0 | 0 | 0 | 8.6421 | 0 | 0 | 0 | 0 | 0 | 0 | 0 | 0 | 0
8.6542 | 0 | 0 | 0 | 0 | 0 | 0 | 0 | 0 | 0 | 8.6542 | 0 | 0 | 0 | 0 | 0 | 0 | 0 | 0 | 0
8.6663 | 0 | 0 | 0 | 0 | 0 | 0 | 0 | 0 | 0 | 8.6663 | 0 | 0 | 0 | 0 | 0 | 0 | 0 | 0 | 0
8.6784 | 0 | 0 | 0 | 0 | 0 | 0 | 0 | 0 | 0 | 8.6784 | 0 | 0 | 0 | 0 | 0 | 0 | 0 | 0 | 0
8.6904 | 0 | 0 | 0 | 0 | 0 | 0 | 0 | 0 | 0 | 8.6904 | 0 | 0 | 0 | 0 | 0 | 0 | 0 | 0 | 0
8.7025 | 0 | 0 | 0 | 0 | 0 | 0 | 0 | 0 | 0 | 8.7025 | 0 | 0 | 0 | 0 | 0 | 0 | 0 | 0 | 0
8.7146 | 0 | 0 | 0 | 0 | 0 | 0 | 0 | 0 | 0 | 8.7146 | 0 | 0 | 0 | 0 | 0 | 0 | 0 | 0 | 0
8.7267 | 0 | 0 | 0 | 0 | 0 | 0 | 0 | 0 | 0 | 8.7267 | 0 | 0 | 0 | 0 | 0 | 0 | 0 | 0 | 0
8.7388 | 0 | 0 | 0 | 0 | 0 | 0 | 0 | 0 | 0 | 8.7388 | 0 | 0 | 0 | 0 | 0 | 0 | 0 | 0 | 0
8.7509 | 0 | 0 | 0 | 0 | 0 | 0 | 0 | 0 | 0 | 8.7509 | 0 | 0 | 0 | 0 | 0 | 0 | 0 | 0 | 0
8.763 | 0 | 0 | 0 | 0 | 0 | 0 | 0 | 0 | 0 | 8.763 | 0 | 0 | 0 | 0 | 0 | 0 | 0 | 0 | 0
8.7751 | 0 | 0 | 0 | 0 | 0 | 0 | 0 | 0 | 0 | 8.7751 | 0 | 0 | 0 | 0 | 0 | 0 | 0 | 0 | 0
8.7871 | 0 | 0 | 0 | 0 | 0 | 0 | 0 | 0 | 0 | 8.7871 | 0 | 0 | 0 | 0 | 0 | 0 | 0 | 0 | 0
8.7992 | 0 | 0 | 0 | 0 | 0 | 0 | 0 | 0 | 0 | 8.7992 | 0 | 0 | 0 | 0 | 0 | 0 | 0 | 0 | 0
8.8113 | 0 | 0 | 0 | 0 | 0 | 0 | 0 | 0 | 0 | 8.8113 | 0 | 0 | 0 | 0 | 0 | 0 | 0 | 0 | 0
8.8234 | 0 | 0 | 0 | 0 | 0 | 0 | 0 | 0 | 0 | 8.8234 | 0 | 0 | 0 | 0 | 0 | 0 | 0 | 0 | 0
8.8355 | 0 | 0 | 0 | 0 | 0 | 0 | 0 | 0 | 0 | 8.8355 | 0 | 0 | 0 | 0 | 0 | 0 | 0 | 0 | 0
8.8476 | 0 | 0 | 0 | 0 | 0 | 0 | 0 | 0 | 0 | 8.8476 | 0 | 0 | 0 | 0 | 0 | 0 | 0 | 0 | 0
8.8597 | 0 | 0 | 0 | 0 | 0 | 0 | 0 | 0 | 0 | 8.8597 | 0 | 0 | 0 | 0 | 0 | 0 | 0 | 0 | 0
8.8718 | 0 | 0 | 0 | 0 | 0 | 0 | 0 | 0 | 0 | 8.8718 | 0 | 0 | 0 | 0 | 0 | 0 | 0 | 0 | 0
8.8838 | 0 | 0 | 0 | 0 | 0 | 0 | 0 | 0 | 0 | 8.8838 | 0 | 0 | 0 | 0 | 0 | 0 | 0 | 0 | 0
8.8959 | 8.0039e-322 | 0 | 0 | 0 | 8.0039e-322 | 0 | 0 | 0 | 0 | 8.8959 | 8.0039e-322 | 0 | 0 | 0 | 8.0039e-322 | 0 | 0 | 0 | 0
8.908 | 1.0433e-317 | 0 | 0 | 0 | 1.0433e-317 | 0 | 0 | 0 | 0 | 8.908 | 1.0433e-317 | 0 | 0 | 0 | 1.0433e-317 | 0 | 0 | 0 | 0
8.9201 | 1.3189e-313 | 0 | 0 | 0 | 1.3189e-313 | 0 | 0 | 0 | 0 | 8.9201 | 1.3189e-313 | 0 | 0 | 0 | 1.3189e-313 | 0 | 0 | 0 | 0
8.9322 | 1.5476e-309 | 0 | 0 | 0 | 1.5476e-309 | 0 | 0 | 0 | 0 | 8.9322 | 1.5476e-309 | 0 | 0 | 0 | 1.5476e-309 | 0 | 0 | 0 | 0
8.9443 | 1.6858e-305 | 0 | 0 | 0 | 1.6858e-305 | 0 | 0 | 0 | 0 | 8.9443 | 1.6858e-305 | 0 | 0 | 0 | 1.6858e-305 | 0 | 0 | 0 | 0
8.9564 | 1.7053e-301 | 0 | 0 | 0 | 1.7053e-301 | 0 | 0 | 0 | 0 | 8.9564 | 1.7053e-301 | 0 | 0 | 0 | 1.7053e-301 | 0 | 0 | 0 | 0
8.9684 | 1.6026e-297 | 0 | 0 | 0 | 1.6026e-297 | 0 | 0 | 0 | 0 | 8.9684 | 1.6026e-297 | 0 | 0 | 0 | 1.6026e-297 | 0 | 0 | 0 | 0
8.9805 | 1.3994e-293 | 0 | 0 | 0 | 1.3994e-293 | 0 | 0 | 0 | 0 | 8.9805 | 1.3994e-293 | 0 | 0 | 0 | 1.3994e-293 | 0 | 0 | 0 | 0
8.9926 | 1.1358e-289 | 0 | 0 | 0 | 1.1358e-289 | 0 | 0 | 0 | 0 | 8.9926 | 1.1358e-289 | 0 | 0 | 0 | 1.1358e-289 | 0 | 0 | 0 | 0
9.0047 | 8.5716e-286 | 0 | 0 | 0 | 8.5716e-286 | 0 | 0 | 0 | 0 | 9.0047 | 8.5716e-286 | 0 | 0 | 0 | 8.5716e-286 | 0 | 0 | 0 | 0
9.0168 | 6.0161e-282 | 0 | 0 | 0 | 6.0161e-282 | 0 | 0 | 0 | 0 | 9.0168 | 6.0161e-282 | 0 | 0 | 0 | 6.0161e-282 | 0 | 0 | 0 | 0
9.0289 | 3.9283e-278 | 0 | 0 | 0 | 3.9283e-278 | 0 | 0 | 0 | 0 | 9.0289 | 3.9283e-278 | 0 | 0 | 0 | 3.9283e-278 | 0 | 0 | 0 | 0
9.041 | 2.3869e-274 | 0 | 0 | 0 | 2.3869e-274 | 0 | 0 | 0 | 0 | 9.041 | 2.3869e-274 | 0 | 0 | 0 | 2.3869e-274 | 0 | 0 | 0 | 0
9.0531 | 1.3501e-270 | 0 | 0 | 0 | 1.3501e-270 | 0 | 0 | 0 | 0 | 9.0531 | 1.3501e-270 | 0 | 0 | 0 | 1.3501e-270 | 0 | 0 | 0 | 0
9.0651 | 7.1104e-267 | 0 | 0 | 0 | 7.1104e-267 | 0 | 0 | 0 | 0 | 9.0651 | 7.1104e-267 | 0 | 0 | 0 | 7.1104e-267 | 0 | 0 | 0 | 0
9.0772 | 3.4878e-263 | 0 | 0 | 0 | 3.4878e-263 | 0 | 0 | 0 | 0 | 9.0772 | 3.4878e-263 | 0 | 0 | 0 | 3.4878e-263 | 0 | 0 | 0 | 0
9.0893 | 1.5939e-259 | 0 | 0 | 0 | 1.5939e-259 | 0 | 0 | 0 | 0 | 9.0893 | 1.5939e-259 | 0 | 0 | 0 | 1.5939e-259 | 0 | 0 | 0 | 0
9.1014 | 6.7882e-256 | 0 | 0 | 0 | 6.7882e-256 | 0 | 0 | 0 | 0 | 9.1014 | 6.7882e-256 | 0 | 0 | 0 | 6.7882e-256 | 0 | 0 | 0 | 0
9.1135 | 2.6949e-252 | 0 | 0 | 0 | 2.6949e-252 | 0 | 0 | 0 | 0 | 9.1135 | 2.6949e-252 | 0 | 0 | 0 | 2.6949e-252 | 0 | 0 | 0 | 0
9.1256 | 9.9757e-249 | 0 | 0 | 0 | 9.9757e-249 | 0 | 0 | 0 | 0 | 9.1256 | 9.9757e-249 | 0 | 0 | 0 | 9.9757e-249 | 0 | 0 | 0 | 0
9.1377 | 3.4442e-245 | 0 | 0 | 0 | 3.4442e-245 | 0 | 0 | 0 | 0 | 9.1377 | 3.4442e-245 | 0 | 0 | 0 | 3.4442e-245 | 0 | 0 | 0 | 0
9.1497 | 1.1094e-241 | 0 | 0 | 0 | 1.1094e-241 | 0 | 0 | 0 | 0 | 9.1497 | 1.1094e-241 | 0 | 0 | 0 | 1.1094e-241 | 0 | 0 | 0 | 0
9.1618 | 3.3348e-238 | 0 | 0 | 0 | 3.3348e-238 | 0 | 0 | 0 | 0 | 9.1618 | 3.3348e-238 | 0 | 0 | 0 | 3.3348e-238 | 0 | 0 | 0 | 0
9.1739 | 9.3572e-235 | 0 | 0 | 0 | 9.3572e-235 | 0 | 0 | 0 | 0 | 9.1739 | 9.3572e-235 | 0 | 0 | 0 | 9.3572e-235 | 0 | 0 | 0 | 0
9.186 | 2.4515e-231 | 0 | 0 | 0 | 2.4515e-231 | 0 | 0 | 0 | 0 | 9.186 | 2.4515e-231 | 0 | 0 | 0 | 2.4515e-231 | 0 | 0 | 0 | 0
9.1981 | 5.9988e-228 | 0 | 0 | 0 | 5.9988e-228 | 0 | 0 | 0 | 0 | 9.1981 | 5.9988e-228 | 0 | 0 | 0 | 5.9988e-228 | 0 | 0 | 0 | 0
9.2102 | 1.3713e-224 | 0 | 0 | 0 | 1.3713e-224 | 0 | 0 | 0 | 0 | 9.2102 | 1.3713e-224 | 0 | 0 | 0 | 1.3713e-224 | 0 | 0 | 0 | 0
9.2223 | 2.9294e-221 | 0 | 0 | 0 | 2.9294e-221 | 0 | 0 | 0 | 0 | 9.2223 | 2.9294e-221 | 0 | 0 | 0 | 2.9294e-221 | 0 | 0 | 0 | 0
9.2344 | 5.8493e-218 | 0 | 0 | 0 | 5.8493e-218 | 0 | 0 | 0 | 0 | 9.2344 | 5.8493e-218 | 0 | 0 | 0 | 5.8493e-218 | 0 | 0 | 0 | 0
9.2464 | 1.092e-214 | 0 | 0 | 0 | 1.092e-214 | 0 | 0 | 0 | 0 | 9.2464 | 1.092e-214 | 0 | 0 | 0 | 1.092e-214 | 0 | 0 | 0 | 0
9.2585 | 1.9065e-211 | 0 | 0 | 0 | 1.9065e-211 | 0 | 0 | 0 | 0 | 9.2585 | 1.9065e-211 | 0 | 0 | 0 | 1.9065e-211 | 0 | 0 | 0 | 0
9.2706 | 3.1139e-208 | 0 | 0 | 0 | 3.1139e-208 | 0 | 0 | 0 | 0 | 9.2706 | 3.1139e-208 | 0 | 0 | 0 | 3.1139e-208 | 0 | 0 | 0 | 0
9.2827 | 4.7587e-205 | 0 | 0 | 0 | 4.7587e-205 | 0 | 0 | 0 | 0 | 9.2827 | 4.7587e-205 | 0 | 0 | 0 | 4.7587e-205 | 0 | 0 | 0 | 0
9.2948 | 6.8066e-202 | 0 | 0 | 0 | 6.8066e-202 | 0 | 0 | 0 | 0 | 9.2948 | 6.8066e-202 | 0 | 0 | 0 | 6.8066e-202 | 0 | 0 | 0 | 0
9.3069 | 9.1144e-199 | 0 | 0 | 0 | 9.1144e-199 | 1.0072e-319 | 0 | 0 | 0 | 9.3069 | 9.1144e-199 | 0 | 0 | 0 | 9.1144e-199 | 1.0072e-319 | 0 | 0 | 0
9.319 | 1.1429e-195 | 0 | 0 | 0 | 1.1429e-195 | 8.7745e-316 | 0 | 0 | 0 | 9.319 | 1.1429e-195 | 0 | 0 | 0 | 1.1429e-195 | 8.7745e-316 | 0 | 0 | 0
9.3311 | 1.3423e-192 | 0 | 0 | 0 | 1.3423e-192 | 7.1407e-312 | 0 | 0 | 0 | 9.3311 | 1.3423e-192 | 0 | 0 | 0 | 1.3423e-192 | 7.1407e-312 | 0 | 0 | 0
9.3431 | 1.4771e-189 | 0 | 0 | 0 | 1.4771e-189 | 5.4282e-308 | 0 | 0 | 0 | 9.3431 | 1.4771e-189 | 0 | 0 | 0 | 1.4771e-189 | 5.4282e-308 | 0 | 0 | 0
9.3552 | 1.5233e-186 | 0 | 0 | 0 | 1.5233e-186 | 3.8554e-304 | 0 | 0 | 0 | 9.3552 | 1.5233e-186 | 0 | 0 | 0 | 1.5233e-186 | 3.8554e-304 | 0 | 0 | 0
9.3673 | 1.4725e-183 | 0 | 0 | 0 | 1.4725e-183 | 2.5593e-300 | 0 | 0 | 0 | 9.3673 | 1.4725e-183 | 0 | 0 | 0 | 1.4725e-183 | 2.5593e-300 | 0 | 0 | 0
9.3794 | 1.3346e-180 | 0 | 0 | 0 | 1.3346e-180 | 1.5882e-296 | 0 | 0 | 0 | 9.3794 | 1.3346e-180 | 0 | 0 | 0 | 1.3346e-180 | 1.5882e-296 | 0 | 0 | 0
9.3915 | 1.1344e-177 | 0 | 0 | 0 | 1.1344e-177 | 9.2155e-293 | 0 | 0 | 0 | 9.3915 | 1.1344e-177 | 0 | 0 | 0 | 1.1344e-177 | 9.2155e-293 | 0 | 0 | 0
9.4036 | 9.0454e-175 | 0 | 0 | 0 | 9.0454e-175 | 5.0016e-289 | 0 | 0 | 0 | 9.4036 | 9.0454e-175 | 0 | 0 | 0 | 9.0454e-175 | 5.0016e-289 | 0 | 0 | 0
9.4157 | 6.7676e-172 | 0 | 0 | 0 | 6.7676e-172 | 2.5396e-285 | 0 | 0 | 0 | 9.4157 | 6.7676e-172 | 0 | 0 | 0 | 6.7676e-172 | 2.5396e-285 | 0 | 0 | 0
9.4277 | 4.7522e-169 | 0 | 0 | 0 | 4.7522e-169 | 1.2067e-281 | 0 | 0 | 0 | 9.4277 | 4.7522e-169 | 0 | 0 | 0 | 4.7522e-169 | 1.2067e-281 | 0 | 0 | 0
9.4398 | 3.1326e-166 | 0 | 0 | 0 | 3.1326e-166 | 5.3672e-278 | 0 | 0 | 0 | 9.4398 | 3.1326e-166 | 0 | 0 | 0 | 3.1326e-166 | 5.3672e-278 | 0 | 0 | 0
9.4519 | 1.939e-163 | 0 | 0 | 0 | 1.939e-163 | 2.2351e-274 | 0 | 0 | 0 | 9.4519 | 1.939e-163 | 0 | 0 | 0 | 1.939e-163 | 2.2351e-274 | 0 | 0 | 0
9.464 | 1.1273e-160 | 0 | 0 | 0 | 1.1273e-160 | 8.7166e-271 | 0 | 0 | 0 | 9.464 | 1.1273e-160 | 0 | 0 | 0 | 1.1273e-160 | 8.7166e-271 | 0 | 0 | 0
9.4761 | 6.1565e-158 | 0 | 0 | 0 | 6.1565e-158 | 3.1844e-267 | 0 | 0 | 0 | 9.4761 | 6.1565e-158 | 0 | 0 | 0 | 6.1565e-158 | 3.1844e-267 | 0 | 0 | 0
9.4882 | 3.1595e-155 | 0 | 0 | 0 | 3.1595e-155 | 1.09e-263 | 0 | 0 | 0 | 9.4882 | 3.1595e-155 | 0 | 0 | 0 | 3.1595e-155 | 1.09e-263 | 0 | 0 | 0
9.5003 | 1.524e-152 | 0 | 0 | 0 | 1.524e-152 | 3.497e-260 | 0 | 0 | 0 | 9.5003 | 1.524e-152 | 0 | 0 | 0 | 1.524e-152 | 3.497e-260 | 0 | 0 | 0
9.5124 | 6.9108e-150 | 0 | 0 | 0 | 6.9108e-150 | 1.0517e-256 | 0 | 0 | 0 | 9.5124 | 6.9108e-150 | 0 | 0 | 0 | 6.9108e-150 | 1.0517e-256 | 0 | 0 | 0
9.5244 | 2.9469e-147 | 0 | 0 | 0 | 2.9469e-147 | 2.9659e-253 | 0 | 0 | 0 | 9.5244 | 2.9469e-147 | 0 | 0 | 0 | 2.9469e-147 | 2.9659e-253 | 0 | 0 | 0
9.5365 | 1.1819e-144 | 0 | 0 | 0 | 1.1819e-144 | 7.8445e-250 | 0 | 0 | 0 | 9.5365 | 1.1819e-144 | 0 | 0 | 0 | 1.1819e-144 | 7.8445e-250 | 0 | 0 | 0
9.5486 | 4.4593e-142 | 0 | 0 | 0 | 4.4593e-142 | 1.9465e-246 | 0 | 0 | 0 | 9.5486 | 4.4593e-142 | 0 | 0 | 0 | 4.4593e-142 | 1.9465e-246 | 0 | 0 | 0
9.5607 | 1.5833e-139 | 0 | 0 | 0 | 1.5833e-139 | 4.5321e-243 | 0 | 0 | 0 | 9.5607 | 1.5833e-139 | 0 | 0 | 0 | 1.5833e-139 | 4.5321e-243 | 0 | 0 | 0
9.5728 | 5.2908e-137 | 0 | 0 | 0 | 5.2908e-137 | 9.9043e-240 | 0 | 0 | 0 | 9.5728 | 5.2908e-137 | 0 | 0 | 0 | 5.2908e-137 | 9.9043e-240 | 0 | 0 | 0
9.5849 | 1.6645e-134 | 0 | 0 | 0 | 1.6645e-134 | 2.032e-236 | 0 | 0 | 0 | 9.5849 | 1.6645e-134 | 0 | 0 | 0 | 1.6645e-134 | 2.032e-236 | 0 | 0 | 0
9.597 | 4.9307e-132 | 0 | 0 | 0 | 4.9307e-132 | 3.9149e-233 | 0 | 0 | 0 | 9.597 | 4.9307e-132 | 0 | 0 | 0 | 4.9307e-132 | 3.9149e-233 | 0 | 0 | 0
9.609 | 1.3757e-129 | 0 | 0 | 0 | 1.3757e-129 | 7.0843e-230 | 0 | 0 | 0 | 9.609 | 1.3757e-129 | 0 | 0 | 0 | 1.3757e-129 | 7.0843e-230 | 0 | 0 | 0
9.6211 | 3.616e-127 | 0 | 0 | 0 | 3.616e-127 | 1.2044e-226 | 0 | 0 | 0 | 9.6211 | 3.616e-127 | 0 | 0 | 0 | 3.616e-127 | 1.2044e-226 | 0 | 0 | 0
9.6332 | 8.956e-125 | 0 | 0 | 0 | 8.956e-125 | 1.9241e-223 | 0 | 0 | 0 | 9.6332 | 8.956e-125 | 0 | 0 | 0 | 8.956e-125 | 1.9241e-223 | 0 | 0 | 0
9.6453 | 2.0906e-122 | 0 | 0 | 0 | 2.0906e-122 | 2.8892e-220 | 0 | 0 | 0 | 9.6453 | 2.0906e-122 | 0 | 0 | 0 | 2.0906e-122 | 2.8892e-220 | 0 | 0 | 0
9.6574 | 4.6004e-120 | 0 | 0 | 0 | 4.6004e-120 | 4.0787e-217 | 0 | 0 | 0 | 9.6574 | 4.6004e-120 | 0 | 0 | 0 | 4.6004e-120 | 4.0787e-217 | 0 | 0 | 0
9.6695 | 9.5454e-118 | 0 | 0 | 0 | 9.5454e-118 | 5.4145e-214 | 0 | 0 | 0 | 9.6695 | 9.5454e-118 | 0 | 0 | 0 | 9.5454e-118 | 5.4145e-214 | 0 | 0 | 0
9.6816 | 1.8679e-115 | 0 | 0 | 0 | 1.8679e-115 | 6.7607e-211 | 0 | 0 | 0 | 9.6816 | 1.8679e-115 | 0 | 0 | 0 | 1.8679e-115 | 6.7607e-211 | 0 | 0 | 0
9.6937 | 3.448e-113 | 0 | 0 | 0 | 3.448e-113 | 7.9417e-208 | 0 | 0 | 0 | 9.6937 | 3.448e-113 | 0 | 0 | 0 | 3.448e-113 | 7.9417e-208 | 0 | 0 | 0
9.7057 | 6.0054e-111 | 0 | 0 | 0 | 6.0054e-111 | 8.7788e-205 | 0 | 0 | 0 | 9.7057 | 6.0054e-111 | 0 | 0 | 0 | 6.0054e-111 | 8.7788e-205 | 0 | 0 | 0
9.7178 | 9.8711e-109 | 0 | 0 | 0 | 9.8711e-109 | 9.1337e-202 | 0 | 0 | 0 | 9.7178 | 9.8711e-109 | 0 | 0 | 0 | 9.8711e-109 | 9.1337e-202 | 0 | 0 | 0
9.7299 | 1.5315e-106 | 0 | 0 | 0 | 1.5315e-106 | 8.9464e-199 | 0 | 0 | 0 | 9.7299 | 1.5315e-106 | 0 | 0 | 0 | 1.5315e-106 | 8.9464e-199 | 0 | 0 | 0
9.742 | 2.2435e-104 | 0 | 0 | 0 | 2.2435e-104 | 8.2515e-196 | 0 | 0 | 0 | 9.742 | 2.2435e-104 | 0 | 0 | 0 | 2.2435e-104 | 8.2515e-196 | 0 | 0 | 0
9.7541 | 3.1035e-102 | 0 | 0 | 0 | 3.1035e-102 | 7.1681e-193 | 0 | 0 | 0 | 9.7541 | 3.1035e-102 | 0 | 0 | 0 | 3.1035e-102 | 7.1681e-193 | 0 | 0 | 0
9.7662 | 4.055e-100 | 0 | 0 | 0 | 4.055e-100 | 5.8662e-190 | 0 | 0 | 0 | 9.7662 | 4.055e-100 | 0 | 0 | 0 | 4.055e-100 | 5.8662e-190 | 0 | 0 | 0
9.7783 | 5.0055e-98 | 0 | 0 | 0 | 5.0055e-98 | 4.5236e-187 | 0 | 0 | 0 | 9.7783 | 5.0055e-98 | 0 | 0 | 0 | 5.0055e-98 | 4.5236e-187 | 0 | 0 | 0
9.7904 | 5.8386e-96 | 0 | 0 | 0 | 5.8386e-96 | 3.2877e-184 | 0 | 0 | 0 | 9.7904 | 5.8386e-96 | 0 | 0 | 0 | 5.8386e-96 | 3.2877e-184 | 0 | 0 | 0
9.8024 | 6.4367e-94 | 0 | 0 | 0 | 6.4367e-94 | 2.2525e-181 | 0 | 0 | 0 | 9.8024 | 6.4367e-94 | 0 | 0 | 0 | 6.4367e-94 | 2.2525e-181 | 0 | 0 | 0
9.8145 | 6.7082e-92 | 0 | 0 | 0 | 6.7082e-92 | 1.4551e-178 | 0 | 0 | 0 | 9.8145 | 6.7082e-92 | 0 | 0 | 0 | 6.7082e-92 | 1.4551e-178 | 0 | 0 | 0
9.8266 | 6.6103e-90 | 0 | 0 | 0 | 6.6103e-90 | 8.8649e-176 | 0 | 0 | 0 | 9.8266 | 6.6103e-90 | 0 | 0 | 0 | 6.6103e-90 | 8.8649e-176 | 0 | 0 | 0
9.8387 | 6.1602e-88 | 0 | 0 | 0 | 6.1602e-88 | 5.0946e-173 | 0 | 0 | 0 | 9.8387 | 6.1602e-88 | 0 | 0 | 0 | 6.1602e-88 | 5.0946e-173 | 0 | 0 | 0
9.8508 | 5.4304e-86 | 0 | 0 | 0 | 5.4304e-86 | 2.7624e-170 | 0 | 0 | 0 | 9.8508 | 5.4304e-86 | 0 | 0 | 0 | 5.4304e-86 | 2.7624e-170 | 0 | 0 | 0
9.8629 | 4.529e-84 | 0 | 0 | 0 | 4.529e-84 | 1.4136e-167 | 0 | 0 | 0 | 9.8629 | 4.529e-84 | 0 | 0 | 0 | 4.529e-84 | 1.4136e-167 | 0 | 0 | 0
9.875 | 3.5745e-82 | 0 | 0 | 0 | 3.5745e-82 | 6.8274e-165 | 0 | 0 | 0 | 9.875 | 3.5745e-82 | 0 | 0 | 0 | 3.5745e-82 | 6.8274e-165 | 0 | 0 | 0
9.887 | 2.6702e-80 | 0 | 0 | 0 | 2.6702e-80 | 3.1133e-162 | 0 | 0 | 0 | 9.887 | 2.6702e-80 | 0 | 0 | 0 | 2.6702e-80 | 3.1133e-162 | 0 | 0 | 0
9.8991 | 1.8883e-78 | 0 | 0 | 0 | 1.8883e-78 | 1.3406e-159 | 0 | 0 | 0 | 9.8991 | 1.8883e-78 | 0 | 0 | 0 | 1.8883e-78 | 1.3406e-159 | 0 | 0 | 0
9.9112 | 1.2644e-76 | 0 | 0 | 0 | 1.2644e-76 | 5.4524e-157 | 0 | 0 | 0 | 9.9112 | 1.2644e-76 | 0 | 0 | 0 | 1.2644e-76 | 5.4524e-157 | 0 | 0 | 0
9.9233 | 8.0186e-75 | 0 | 0 | 0 | 8.0186e-75 | 2.0949e-154 | 0 | 0 | 0 | 9.9233 | 8.0186e-75 | 0 | 0 | 0 | 8.0186e-75 | 2.0949e-154 | 0 | 0 | 0
9.9354 | 4.817e-73 | 0 | 0 | 0 | 4.817e-73 | 7.6055e-152 | 0 | 0 | 0 | 9.9354 | 4.817e-73 | 0 | 0 | 0 | 4.817e-73 | 7.6055e-152 | 0 | 0 | 0
9.9475 | 2.7415e-71 | 0 | 0 | 0 | 2.7415e-71 | 2.6095e-149 | 0 | 0 | 0 | 9.9475 | 2.7415e-71 | 0 | 0 | 0 | 2.7415e-71 | 2.6095e-149 | 0 | 0 | 0
9.9596 | 1.4786e-69 | 0 | 0 | 0 | 1.4786e-69 | 8.4637e-147 | 0 | 0 | 0 | 9.9596 | 1.4786e-69 | 0 | 0 | 0 | 1.4786e-69 | 8.4637e-147 | 0 | 0 | 0
9.9717 | 7.5586e-68 | 0 | 0 | 0 | 7.5586e-68 | 2.5955e-144 | 0 | 0 | 0 | 9.9717 | 7.5586e-68 | 0 | 0 | 0 | 7.5586e-68 | 2.5955e-144 | 0 | 0 | 0
9.9837 | 3.6629e-66 | 0 | 0 | 0 | 3.6629e-66 | 7.5267e-142 | 0 | 0 | 0 | 9.9837 | 3.6629e-66 | 0 | 0 | 0 | 3.6629e-66 | 7.5267e-142 | 0 | 0 | 0
9.9958 | 1.6831e-64 | 0 | 0 | 0 | 1.6831e-64 | 2.0645e-139 | 0 | 0 | 0 | 9.9958 | 1.6831e-64 | 0 | 0 | 0 | 1.6831e-64 | 2.0645e-139 | 0 | 0 | 0
10.0079 | 7.3345e-63 | 0 | 0 | 0 | 7.3345e-63 | 5.3575e-137 | 0 | 0 | 0 | 10.0079 | 7.3345e-63 | 0 | 0 | 0 | 7.3345e-63 | 5.3575e-137 | 0 | 0 | 0
10.02 | 3.0317e-61 | 0 | 0 | 0 | 3.0317e-61 | 1.3155e-134 | 0 | 0 | 0 | 10.02 | 3.0317e-61 | 0 | 0 | 0 | 3.0317e-61 | 1.3155e-134 | 0 | 0 | 0
10.0321 | 1.1889e-59 | 0 | 0 | 0 | 1.1889e-59 | 3.0572e-132 | 0 | 0 | 0 | 10.0321 | 1.1889e-59 | 0 | 0 | 0 | 1.1889e-59 | 3.0572e-132 | 0 | 0 | 0
10.0442 | 4.424e-58 | 0 | 0 | 0 | 4.424e-58 | 6.7256e-130 | 0 | 0 | 0 | 10.0442 | 4.424e-58 | 0 | 0 | 0 | 4.424e-58 | 6.7256e-130 | 0 | 0 | 0
10.0563 | 1.5624e-56 | 0 | 0 | 0 | 1.5624e-56 | 1.4009e-127 | 0 | 0 | 0 | 10.0563 | 1.5624e-56 | 0 | 0 | 0 | 1.5624e-56 | 1.4009e-127 | 0 | 0 | 0
10.0684 | 5.2381e-55 | 0 | 0 | 0 | 5.2381e-55 | 2.7632e-125 | 0 | 0 | 0 | 10.0684 | 5.2381e-55 | 0 | 0 | 0 | 5.2381e-55 | 2.7632e-125 | 0 | 0 | 0
10.0804 | 1.6673e-53 | 0 | 0 | 0 | 1.6673e-53 | 5.1625e-123 | 0 | 0 | 0 | 10.0804 | 1.6673e-53 | 0 | 0 | 0 | 1.6673e-53 | 5.1625e-123 | 0 | 0 | 0
10.0925 | 5.0397e-52 | 0 | 0 | 0 | 5.0397e-52 | 9.1375e-121 | 0 | 0 | 0 | 10.0925 | 5.0397e-52 | 0 | 0 | 0 | 5.0397e-52 | 9.1375e-121 | 0 | 0 | 0
10.1046 | 1.4468e-50 | 0 | 0 | 0 | 1.4468e-50 | 1.5325e-118 | 0 | 0 | 0 | 10.1046 | 1.4468e-50 | 0 | 0 | 0 | 1.4468e-50 | 1.5325e-118 | 0 | 0 | 0
10.1167 | 3.946e-49 | 0 | 0 | 0 | 3.946e-49 | 2.4358e-116 | 0 | 0 | 0 | 10.1167 | 3.946e-49 | 0 | 0 | 0 | 3.946e-49 | 2.4358e-116 | 0 | 0 | 0
10.1288 | 1.0225e-47 | 0 | 0 | 0 | 1.0225e-47 | 3.67e-114 | 0 | 0 | 0 | 10.1288 | 1.0225e-47 | 0 | 0 | 0 | 1.0225e-47 | 3.67e-114 | 0 | 0 | 0
10.1409 | 2.5181e-46 | 0 | 0 | 0 | 2.5181e-46 | 5.2425e-112 | 0 | 0 | 0 | 10.1409 | 2.5181e-46 | 0 | 0 | 0 | 2.5181e-46 | 5.2425e-112 | 0 | 0 | 0
10.153 | 5.8939e-45 | 0 | 0 | 0 | 5.8939e-45 | 7.1015e-110 | 0 | 0 | 0 | 10.153 | 5.8939e-45 | 0 | 0 | 0 | 5.8939e-45 | 7.1015e-110 | 0 | 0 | 0
10.165 | 1.3115e-43 | 0 | 0 | 0 | 1.3115e-43 | 9.1238e-108 | 0 | 0 | 0 | 10.165 | 1.3115e-43 | 0 | 0 | 0 | 1.3115e-43 | 9.1238e-108 | 0 | 0 | 0
10.1771 | 2.7749e-42 | 0 | 0 | 0 | 2.7749e-42 | 1.112e-105 | 0 | 0 | 0 | 10.1771 | 2.7749e-42 | 0 | 0 | 0 | 2.7749e-42 | 1.112e-105 | 0 | 0 | 0
10.1892 | 5.5834e-41 | 0 | 0 | 0 | 5.5834e-41 | 1.2859e-103 | 0 | 0 | 0 | 10.1892 | 5.5834e-41 | 0 | 0 | 0 | 5.5834e-41 | 1.2859e-103 | 0 | 0 | 0
10.2013 | 1.0686e-39 | 0 | 0 | 0 | 1.0686e-39 | 1.4111e-101 | 0 | 0 | 0 | 10.2013 | 1.0686e-39 | 0 | 0 | 0 | 1.0686e-39 | 1.4111e-101 | 0 | 0 | 0
10.2134 | 1.9457e-38 | 0 | 0 | 0 | 1.9457e-38 | 1.4699e-99 | 0 | 0 | 0 | 10.2134 | 1.9457e-38 | 0 | 0 | 0 | 1.9457e-38 | 1.4699e-99 | 0 | 0 | 0
10.2255 | 3.3709e-37 | 0 | 0 | 0 | 3.3709e-37 | 1.4535e-97 | 0 | 0 | 0 | 10.2255 | 3.3709e-37 | 0 | 0 | 0 | 3.3709e-37 | 1.4535e-97 | 0 | 0 | 0
10.2376 | 5.5578e-36 | 0 | 0 | 0 | 5.5578e-36 | 1.3647e-95 | 0 | 0 | 0 | 10.2376 | 5.5578e-36 | 0 | 0 | 0 | 5.5578e-36 | 1.3647e-95 | 0 | 0 | 0
10.2497 | 8.7223e-35 | 0 | 0 | 0 | 8.7223e-35 | 1.2169e-93 | 0 | 0 | 0 | 10.2497 | 8.7223e-35 | 0 | 0 | 0 | 8.7223e-35 | 1.2169e-93 | 0 | 0 | 0
10.2617 | 1.3032e-33 | 0 | 0 | 0 | 1.3032e-33 | 1.0307e-91 | 0 | 0 | 0 | 10.2617 | 1.3032e-33 | 0 | 0 | 0 | 1.3032e-33 | 1.0307e-91 | 0 | 0 | 0
10.2738 | 1.8539e-32 | 0 | 0 | 0 | 1.8539e-32 | 8.2937e-90 | 0 | 0 | 0 | 10.2738 | 1.8539e-32 | 0 | 0 | 0 | 1.8539e-32 | 8.2937e-90 | 0 | 0 | 0
10.2859 | 2.5118e-31 | 0 | 0 | 0 | 2.5118e-31 | 6.3414e-88 | 0 | 0 | 0 | 10.2859 | 2.5118e-31 | 0 | 0 | 0 | 2.5118e-31 | 6.3414e-88 | 0 | 0 | 0
10.298 | 3.2414e-30 | 0 | 0 | 0 | 3.2414e-30 | 4.6081e-86 | 0 | 0 | 0 | 10.298 | 3.2414e-30 | 0 | 0 | 0 | 3.2414e-30 | 4.6081e-86 | 0 | 0 | 0
10.3101 | 3.985e-29 | 0 | 0 | 0 | 3.985e-29 | 3.1829e-84 | 0 | 0 | 0 | 10.3101 | 3.985e-29 | 0 | 0 | 0 | 3.985e-29 | 3.1829e-84 | 0 | 0 | 0
10.3222 | 4.6681e-28 | 0 | 0 | 0 | 4.6681e-28 | 2.0902e-82 | 0 | 0 | 0 | 10.3222 | 4.6681e-28 | 0 | 0 | 0 | 4.6681e-28 | 2.0902e-82 | 0 | 0 | 0
10.3343 | 5.2113e-27 | 0 | 0 | 0 | 5.2113e-27 | 1.3052e-80 | 0 | 0 | 0 | 10.3343 | 5.2113e-27 | 0 | 0 | 0 | 5.2113e-27 | 1.3052e-80 | 0 | 0 | 0
10.3463 | 5.5452e-26 | 0 | 0 | 0 | 5.5452e-26 | 7.7512e-79 | 0 | 0 | 0 | 10.3463 | 5.5452e-26 | 0 | 0 | 0 | 5.5452e-26 | 7.7512e-79 | 0 | 0 | 0
10.3584 | 5.625e-25 | 0 | 0 | 0 | 5.625e-25 | 4.3787e-77 | 0 | 0 | 0 | 10.3584 | 5.625e-25 | 0 | 0 | 0 | 5.625e-25 | 4.3787e-77 | 0 | 0 | 0
10.3705 | 5.4404e-24 | 0 | 0 | 0 | 5.4404e-24 | 2.3533e-75 | 0 | 0 | 0 | 10.3705 | 5.4404e-24 | 0 | 0 | 0 | 5.4404e-24 | 2.3533e-75 | 0 | 0 | 0
10.3826 | 5.0179e-23 | 0 | 0 | 0 | 5.0179e-23 | 1.2035e-73 | 0 | 0 | 0 | 10.3826 | 5.0179e-23 | 0 | 0 | 0 | 5.0179e-23 | 1.2035e-73 | 0 | 0 | 0
10.3947 | 4.4144e-22 | 0 | 0 | 0 | 4.4144e-22 | 5.8576e-72 | 0 | 0 | 0 | 10.3947 | 4.4144e-22 | 0 | 0 | 0 | 4.4144e-22 | 5.8576e-72 | 0 | 0 | 0
10.4068 | 3.7046e-21 | 0 | 0 | 0 | 3.7046e-21 | 2.7138e-70 | 0 | 0 | 0 | 10.4068 | 3.7046e-21 | 0 | 0 | 0 | 3.7046e-21 | 2.7138e-70 | 0 | 0 | 0
10.4189 | 2.9663e-20 | 0 | 0 | 0 | 2.9663e-20 | 1.197e-68 | 0 | 0 | 0 | 10.4189 | 2.9663e-20 | 0 | 0 | 0 | 2.9663e-20 | 1.197e-68 | 0 | 0 | 0
10.431 | 2.2665e-19 | 0 | 0 | 0 | 2.2665e-19 | 5.0274e-67 | 0 | 0 | 0 | 10.431 | 2.2665e-19 | 0 | 0 | 0 | 2.2665e-19 | 5.0274e-67 | 0 | 0 | 0
10.443 | 1.6528e-18 | 0 | 0 | 0 | 1.6528e-18 | 2.0109e-65 | 0 | 0 | 0 | 10.443 | 1.6528e-18 | 0 | 0 | 0 | 1.6528e-18 | 2.0109e-65 | 0 | 0 | 0
10.4551 | 1.1506e-17 | 0 | 0 | 0 | 1.1506e-17 | 7.6618e-64 | 0 | 0 | 0 | 10.4551 | 1.1506e-17 | 0 | 0 | 0 | 1.1506e-17 | 7.6618e-64 | 0 | 0 | 0
10.4672 | 7.6466e-17 | 0 | 0 | 0 | 7.6466e-17 | 2.7811e-62 | 0 | 0 | 0 | 10.4672 | 7.6466e-17 | 0 | 0 | 0 | 7.6466e-17 | 2.7811e-62 | 0 | 0 | 0
10.4793 | 4.8526e-16 | 0 | 0 | 0 | 4.8526e-16 | 9.619e-61 | 0 | 0 | 0 | 10.4793 | 4.8526e-16 | 0 | 0 | 0 | 4.8526e-16 | 9.619e-61 | 0 | 0 | 0
10.4914 | 2.941e-15 | 0 | 0 | 0 | 2.941e-15 | 3.1706e-59 | 0 | 0 | 0 | 10.4914 | 2.941e-15 | 0 | 0 | 0 | 2.941e-15 | 3.1706e-59 | 0 | 0 | 0
10.5035 | 1.7026e-14 | 0 | 0 | 0 | 1.7026e-14 | 9.9615e-58 | 0 | 0 | 0 | 10.5035 | 1.7026e-14 | 0 | 0 | 0 | 1.7026e-14 | 9.9615e-58 | 0 | 0 | 0
10.5156 | 9.4161e-14 | 0 | 0 | 0 | 9.4161e-14 | 2.9836e-56 | 0 | 0 | 0 | 10.5156 | 9.4161e-14 | 0 | 0 | 0 | 9.4161e-14 | 2.9836e-56 | 0 | 0 | 0
10.5277 | 4.9758e-13 | 0 | 0 | 0 | 4.9758e-13 | 8.5208e-55 | 0 | 0 | 0 | 10.5277 | 4.9758e-13 | 0 | 0 | 0 | 4.9758e-13 | 8.5208e-55 | 0 | 0 | 0
10.5397 | 2.5127e-12 | 0 | 0 | 0 | 2.5127e-12 | 2.3206e-53 | 0 | 0 | 0 | 10.5397 | 2.5127e-12 | 0 | 0 | 0 | 2.5127e-12 | 2.3206e-53 | 0 | 0 | 0
10.5518 | 1.2128e-11 | 0 | 0 | 0 | 1.2128e-11 | 6.0281e-52 | 0 | 0 | 0 | 10.5518 | 1.2128e-11 | 0 | 0 | 0 | 1.2128e-11 | 6.0281e-52 | 0 | 0 | 0
10.5639 | 5.5955e-11 | 0 | 0 | 0 | 5.5955e-11 | 1.4938e-50 | 0 | 0 | 0 | 10.5639 | 5.5955e-11 | 0 | 0 | 0 | 5.5955e-11 | 1.4938e-50 | 0 | 0 | 0
10.576 | 2.4683e-10 | 0 | 0 | 0 | 2.4683e-10 | 3.5317e-49 | 0 | 0 | 0 | 10.576 | 2.4683e-10 | 0 | 0 | 0 | 2.4683e-10 | 3.5317e-49 | 0 | 0 | 0
10.5881 | 1.0411e-09 | 0 | 0 | 0 | 1.0411e-09 | 7.968e-48 | 0 | 0 | 0 | 10.5881 | 1.0411e-09 | 0 | 0 | 0 | 1.0411e-09 | 7.968e-48 | 0 | 0 | 0
10.6002 | 4.2e-09 | 0 | 0 | 0 | 4.2e-09 | 1.7157e-46 | 0 | 0 | 0 | 10.6002 | 4.2e-09 | 0 | 0 | 0 | 4.2e-09 | 1.7157e-46 | 0 | 0 | 0
10.6123 | 1.6206e-08 | 0 | 0 | 0 | 1.6206e-08 | 3.5266e-45 | 0 | 0 | 0 | 10.6123 | 1.6206e-08 | 0 | 0 | 0 | 1.6206e-08 | 3.5266e-45 | 0 | 0 | 0
10.6243 | 5.9825e-08 | 0 | 0 | 0 | 5.9825e-08 | 6.9205e-44 | 0 | 0 | 0 | 10.6243 | 5.9825e-08 | 0 | 0 | 0 | 5.9825e-08 | 6.9205e-44 | 0 | 0 | 0
10.6364 | 2.113e-07 | 0 | 0 | 0 | 2.113e-07 | 1.2968e-42 | 0 | 0 | 0 | 10.6364 | 2.113e-07 | 0 | 0 | 0 | 2.113e-07 | 1.2968e-42 | 0 | 0 | 0
10.6485 | 7.1418e-07 | 0 | 0 | 0 | 7.1418e-07 | 2.3206e-41 | 0 | 0 | 0 | 10.6485 | 7.1418e-07 | 0 | 0 | 0 | 7.1418e-07 | 2.3206e-41 | 0 | 0 | 0
10.6606 | 2.3103e-06 | 0 | 0 | 0 | 2.3103e-06 | 3.9665e-40 | 0 | 0 | 0 | 10.6606 | 2.3103e-06 | 0 | 0 | 0 | 2.3103e-06 | 3.9665e-40 | 0 | 0 | 0
10.6727 | 7.1541e-06 | 0 | 0 | 0 | 7.1541e-06 | 6.4768e-39 | 0 | 0 | 0 | 10.6727 | 7.1541e-06 | 0 | 0 | 0 | 7.1541e-06 | 6.4768e-39 | 0 | 0 | 0
10.6848 | 2.1209e-05 | 0 | 0 | 0 | 2.1209e-05 | 1.0105e-37 | 0 | 0 | 0 | 10.6848 | 2.1209e-05 | 0 | 0 | 0 | 2.1209e-05 | 1.0105e-37 | 0 | 0 | 0
10.6969 | 6.0205e-05 | 0 | 0 | 0 | 6.0205e-05 | 1.5066e-36 | 0 | 0 | 0 | 10.6969 | 6.0205e-05 | 0 | 0 | 0 | 6.0205e-05 | 1.5066e-36 | 0 | 0 | 0
10.709 | 0.00016366 | 0 | 0 | 0 | 0.00016366 | 2.1468e-35 | 0 | 0 | 0 | 10.709 | 0.00016366 | 0 | 0 | 0 | 0.00016366 | 2.1468e-35 | 0 | 0 | 0
10.721 | 0.00042614 | 0 | 0 | 0 | 0.00042614 | 2.9242e-34 | 0 | 0 | 0 | 10.721 | 0.00042614 | 0 | 0 | 0 | 0.00042614 | 2.9242e-34 | 0 | 0 | 0
10.7331 | 0.0010629 | 0 | 0 | 0 | 0.0010629 | 3.808e-33 | 0 | 0 | 0 | 10.7331 | 0.0010629 | 0 | 0 | 0 | 0.0010629 | 3.808e-33 | 0 | 0 | 0
10.7452 | 0.00254 | 0 | 0 | 0 | 0.00254 | 4.7418e-32 | 0 | 0 | 0 | 10.7452 | 0.00254 | 0 | 0 | 0 | 0.00254 | 4.7418e-32 | 0 | 0 | 0
10.7573 | 0.0058161 | 0 | 0 | 0 | 0.0058161 | 5.6467e-31 | 0 | 0 | 0 | 10.7573 | 0.0058161 | 0 | 0 | 0 | 0.0058161 | 5.6467e-31 | 0 | 0 | 0
10.7694 | 0.012763 | 0 | 0 | 0 | 0.012763 | 6.4317e-30 | 0 | 0 | 0 | 10.7694 | 0.012763 | 0 | 0 | 0 | 0.012763 | 6.4317e-30 | 0 | 0 | 0
10.7815 | 0.026846 | 0 | 0 | 0 | 0.026846 | 7.0081e-29 | 0 | 0 | 0 | 10.7815 | 0.026846 | 0 | 0 | 0 | 0.026846 | 7.0081e-29 | 0 | 0 | 0
10.7936 | 0.054132 | 0 | 0 | 0 | 0.054132 | 7.3059e-28 | 0 | 0 | 0 | 10.7936 | 0.054132 | 0 | 0 | 0 | 0.054132 | 7.3059e-28 | 0 | 0 | 0
10.8056 | 0.10465 | 0 | 0 | 0 | 0.10465 | 7.2883e-27 | 0 | 0 | 0 | 10.8056 | 0.10465 | 0 | 0 | 0 | 0.10465 | 7.2883e-27 | 0 | 0 | 0
10.8177 | 0.19399 | 0 | 0 | 0 | 0.19399 | 6.9584e-26 | 0 | 0 | 0 | 10.8177 | 0.19399 | 0 | 0 | 0 | 0.19399 | 6.9584e-26 | 0 | 0 | 0
10.8298 | 0.34489 | 0 | 0 | 0 | 0.34489 | 6.3591e-25 | 0 | 0 | 0 | 10.8298 | 0.34489 | 0 | 0 | 0 | 0.34489 | 6.3591e-25 | 0 | 0 | 0
10.8419 | 0.58811 | 0 | 0 | 0 | 0.58811 | 5.5635e-24 | 0 | 0 | 0 | 10.8419 | 0.58811 | 0 | 0 | 0 | 0.58811 | 5.5635e-24 | 0 | 0 | 0
10.854 | 0.96205 | 0 | 0 | 0 | 0.96205 | 4.6603e-23 | 0 | 0 | 0 | 10.854 | 0.96205 | 0 | 0 | 0 | 0.96205 | 4.6603e-23 | 0 | 0 | 0
10.8661 | 1.5099 | 0 | 0 | 0 | 1.5099 | 3.7383e-22 | 0 | 0 | 0 | 10.8661 | 1.5099 | 0 | 0 | 0 | 1.5099 | 3.7383e-22 | 0 | 0 | 0
10.8782 | 2.274 | 0 | 0 | 0 | 2.274 | 2.8721e-21 | 0 | 0 | 0 | 10.8782 | 2.274 | 0 | 0 | 0 | 2.274 | 2.8721e-21 | 0 | 0 | 0
10.8903 | 3.2866 | 0 | 0 | 0 | 3.2866 | 2.1136e-20 | 0 | 0 | 0 | 10.8903 | 3.2866 | 0 | 0 | 0 | 3.2866 | 2.1136e-20 | 0 | 0 | 0
10.9023 | 4.5594 | 0 | 0 | 0 | 4.5594 | 1.4901e-19 | 0 | 0 | 0 | 10.9023 | 4.5594 | 0 | 0 | 0 | 4.5594 | 1.4901e-19 | 0 | 0 | 0
10.9144 | 6.0719 | 0 | 0 | 0 | 6.0719 | 1.0066e-18 | 0 | 0 | 0 | 10.9144 | 6.0719 | 0 | 0 | 0 | 6.0719 | 1.0066e-18 | 0 | 0 | 0
10.9265 | 7.7634 | 0 | 0 | 0 | 7.7634 | 6.5164e-18 | 0 | 0 | 0 | 10.9265 | 7.7634 | 0 | 0 | 0 | 7.7634 | 6.5164e-18 | 0 | 0 | 0
10.9386 | 9.5313 | 0 | 0 | 0 | 9.5313 | 4.0431e-17 | 0 | 0 | 0 | 10.9386 | 9.5313 | 0 | 0 | 0 | 9.5313 | 4.0431e-17 | 0 | 0 | 0
10.9507 | 11.2378 | 0 | 0 | 0 | 11.2378 | 2.4046e-16 | 0 | 0 | 0 | 10.9507 | 11.2378 | 0 | 0 | 0 | 11.2378 | 2.4046e-16 | 0 | 0 | 0
10.9628 | 12.7262 | 0 | 0 | 0 | 12.7262 | 1.371e-15 | 0 | 0 | 0 | 10.9628 | 12.7262 | 0 | 0 | 0 | 12.7262 | 1.371e-15 | 0 | 0 | 0
10.9749 | 13.844 | 0 | 0 | 0 | 13.844 | 7.4954e-15 | 0 | 0 | 0 | 10.9749 | 13.844 | 0 | 0 | 0 | 13.844 | 7.4954e-15 | 0 | 0 | 0
10.987 | 14.4687 | 0 | 0 | 0 | 14.4687 | 3.9296e-14 | 0 | 0 | 0 | 10.987 | 14.4687 | 0 | 0 | 0 | 14.4687 | 3.9296e-14 | 0 | 0 | 0
10.999 | 14.5297 | 0 | 0 | 0 | 14.5297 | 1.9759e-13 | 0 | 0 | 0 | 10.999 | 14.5297 | 0 | 0 | 0 | 14.5297 | 1.9759e-13 | 0 | 0 | 0
11.0111 | 14.0218 | 0 | 0 | 0 | 14.0218 | 9.5303e-13 | 0 | 0 | 0 | 11.0111 | 14.0218 | 0 | 0 | 0 | 14.0218 | 9.5303e-13 | 0 | 0 | 0
11.0232 | 13.0054 | 0 | 0 | 0 | 13.0054 | 4.4099e-12 | 0 | 0 | 0 | 11.0232 | 13.0054 | 0 | 0 | 0 | 13.0054 | 4.4099e-12 | 0 | 0 | 0
11.0353 | 11.5951 | 0 | 0 | 0 | 11.5951 | 1.9579e-11 | 0 | 0 | 0 | 11.0353 | 11.5951 | 0 | 0 | 0 | 11.5951 | 1.9579e-11 | 0 | 0 | 0
11.0474 | 9.9383 | 0 | 0 | 0 | 9.9383 | 8.3418e-11 | 0 | 0 | 0 | 11.0474 | 9.9383 | 0 | 0 | 0 | 9.9383 | 8.3418e-11 | 0 | 0 | 0
11.0595 | 8.1902 | 0 | 0 | 0 | 8.1902 | 3.411e-10 | 0 | 0 | 0 | 11.0595 | 8.1902 | 0 | 0 | 0 | 8.1902 | 3.411e-10 | 0 | 0 | 0
11.0716 | 6.4905 | 0 | 0 | 0 | 6.4905 | 1.3388e-09 | 0 | 0 | 0 | 11.0716 | 6.4905 | 0 | 0 | 0 | 6.4905 | 1.3388e-09 | 0 | 0 | 0
11.0836 | 4.9467 | 0 | 0 | 0 | 4.9467 | 5.0449e-09 | 0 | 0 | 0 | 11.0836 | 4.9467 | 0 | 0 | 0 | 4.9467 | 5.0449e-09 | 0 | 0 | 0
11.0957 | 3.6263 | 0 | 0 | 0 | 3.6263 | 1.8252e-08 | 0 | 0 | 0 | 11.0957 | 3.6263 | 0 | 0 | 0 | 3.6263 | 1.8252e-08 | 0 | 0 | 0
11.1078 | 2.5573 | 0 | 0 | 0 | 2.5573 | 6.3409e-08 | 0 | 0 | 0 | 11.1078 | 2.5573 | 0 | 0 | 0 | 2.5573 | 6.3409e-08 | 0 | 0 | 0
11.1199 | 1.7351 | 0 | 0 | 0 | 1.7351 | 2.1157e-07 | 0 | 0 | 0 | 11.1199 | 1.7351 | 0 | 0 | 0 | 1.7351 | 2.1157e-07 | 0 | 0 | 0
11.132 | 1.1327 | 0 | 0 | 0 | 1.1327 | 6.7803e-07 | 0 | 0 | 0 | 11.132 | 1.1327 | 0 | 0 | 0 | 1.1327 | 6.7803e-07 | 0 | 0 | 0
11.1441 | 0.71165 | 0 | 0 | 0 | 0.71165 | 2.0874e-06 | 0 | 0 | 0 | 11.1441 | 0.71165 | 0 | 0 | 0 | 0.71165 | 2.0874e-06 | 0 | 0 | 0
11.1562 | 0.43033 | 0 | 0 | 0 | 0.43032 | 6.1745e-06 | 0 | 0 | 0 | 11.1562 | 0.43033 | 0 | 0 | 0 | 0.43032 | 6.1745e-06 | 0 | 0 | 0
11.1683 | 0.25049 | 0 | 0 | 0 | 0.25047 | 1.7549e-05 | 0 | 0 | 0 | 11.1683 | 0.25049 | 0 | 0 | 0 | 0.25047 | 1.7549e-05 | 0 | 0 | 0
11.1803 | 0.1404 | 0 | 0 | 0 | 0.14035 | 4.7935e-05 | 0 | 0 | 0 | 11.1803 | 0.1404 | 0 | 0 | 0 | 0.14035 | 4.7935e-05 | 0 | 0 | 0
11.1924 | 0.075845 | 0 | 0 | 0 | 0.07572 | 0.00012585 | 0 | 0 | 0 | 11.1924 | 0.075845 | 0 | 0 | 0 | 0.07572 | 0.00012585 | 0 | 0 | 0
11.2045 | 0.039655 | 0 | 0 | 0 | 0.039337 | 0.00031759 | 0 | 0 | 0 | 11.2045 | 0.039655 | 0 | 0 | 0 | 0.039337 | 0.00031759 | 0 | 0 | 0
11.2166 | 0.020452 | 0 | 0 | 0 | 0.019681 | 0.00077053 | 0 | 0 | 0 | 11.2166 | 0.020452 | 0 | 0 | 0 | 0.019681 | 0.00077053 | 0 | 0 | 0
11.2287 | 0.011282 | 0 | 0 | 0 | 0.0094844 | 0.0017975 | 0 | 0 | 0 | 11.2287 | 0.011282 | 0 | 0 | 0 | 0.0094844 | 0.0017975 | 0 | 0 | 0
11.2408 | 0.0084351 | 0 | 0 | 0 | 0.0044027 | 0.0040324 | 0 | 0 | 0 | 11.2408 | 0.0084351 | 0 | 0 | 0 | 0.0044027 | 0.0040324 | 0 | 0 | 0
11.2529 | 0.010669 | 0 | 0 | 0 | 0.001969 | 0.0087 | 0 | 0 | 0 | 11.2529 | 0.010669 | 0 | 0 | 0 | 0.001969 | 0.0087 | 0 | 0 | 0
11.2649 | 0.018903 | 0 | 0 | 0 | 0.00084843 | 0.018055 | 0 | 0 | 0 | 11.2649 | 0.018903 | 0 | 0 | 0 | 0.00084843 | 0.018055 | 0 | 0 | 0
11.277 | 0.036397 | 0 | 0 | 0 | 0.0003523 | 0.036045 | 0 | 0 | 0 | 11.277 | 0.036397 | 0 | 0 | 0 | 0.0003523 | 0.036045 | 0 | 0 | 0
11.2891 | 0.069375 | 0 | 0 | 0 | 0.00014098 | 0.069234 | 0 | 0 | 0 | 11.2891 | 0.069375 | 0 | 0 | 0 | 0.00014098 | 0.069234 | 0 | 0 | 0
11.3012 | 0.12802 | 0 | 0 | 0 | 5.438e-05 | 0.12796 | 0 | 0 | 0 | 11.3012 | 0.12802 | 0 | 0 | 0 | 5.438e-05 | 0.12796 | 0 | 0 | 0
11.3133 | 0.22762 | 0 | 0 | 0 | 2.022e-05 | 0.2276 | 0 | 0 | 0 | 11.3133 | 0.22762 | 0 | 0 | 0 | 2.022e-05 | 0.2276 | 0 | 0 | 0
11.3254 | 0.38963 | 0 | 0 | 0 | 7.2485e-06 | 0.38963 | 0 | 0 | 0 | 11.3254 | 0.38963 | 0 | 0 | 0 | 7.2485e-06 | 0.38963 | 0 | 0 | 0
11.3375 | 0.64206 | 0 | 0 | 0 | 2.5054e-06 | 0.64205 | 0 | 0 | 0 | 11.3375 | 0.64206 | 0 | 0 | 0 | 2.5054e-06 | 0.64205 | 0 | 0 | 0
11.3496 | 1.0186 | 0 | 0 | 0 | 8.3507e-07 | 1.0186 | 0 | 0 | 0 | 11.3496 | 1.0186 | 0 | 0 | 0 | 8.3507e-07 | 1.0186 | 0 | 0 | 0
11.3616 | 1.5558 | 0 | 0 | 0 | 2.6844e-07 | 1.5558 | 0 | 0 | 0 | 11.3616 | 1.5558 | 0 | 0 | 0 | 2.6844e-07 | 1.5558 | 0 | 0 | 0
11.3737 | 2.2883 | 0 | 0 | 0 | 8.3231e-08 | 2.2883 | 0 | 0 | 0 | 11.3737 | 2.2883 | 0 | 0 | 0 | 8.3231e-08 | 2.2883 | 0 | 0 | 0
11.3858 | 3.2414 | 0 | 0 | 0 | 2.4894e-08 | 3.2414 | 0 | 0 | 0 | 11.3858 | 3.2414 | 0 | 0 | 0 | 2.4894e-08 | 3.2414 | 0 | 0 | 0
11.3979 | 4.4223 | 0 | 0 | 0 | 7.1833e-09 | 4.4223 | 0 | 0 | 0 | 11.3979 | 4.4223 | 0 | 0 | 0 | 7.1833e-09 | 4.4223 | 0 | 0 | 0
11.41 | 5.8119 | 0 | 0 | 0 | 2e-09 | 5.8119 | 0 | 0 | 0 | 11.41 | 5.8119 | 0 | 0 | 0 | 2e-09 | 5.8119 | 0 | 0 | 0
11.4221 | 7.3586 | 0 | 0 | 0 | 5.3733e-10 | 7.3586 | 0 | 0 | 0 | 11.4221 | 7.3586 | 0 | 0 | 0 | 5.3733e-10 | 7.3586 | 0 | 0 | 0
11.4342 | 8.9771 | 0 | 0 | 0 | 1.3933e-10 | 8.9771 | 0 | 0 | 0 | 11.4342 | 8.9771 | 0 | 0 | 0 | 1.3933e-10 | 8.9771 | 0 | 0 | 0
11.4463 | 10.5532 | 0 | 0 | 0 | 3.4868e-11 | 10.5532 | 0 | 0 | 0 | 11.4463 | 10.5532 | 0 | 0 | 0 | 3.4868e-11 | 10.5532 | 0 | 0 | 0
11.4583 | 11.9562 | 0 | 0 | 0 | 8.4237e-12 | 11.9562 | 0 | 0 | 0 | 11.4583 | 11.9562 | 0 | 0 | 0 | 8.4237e-12 | 11.9562 | 0 | 0 | 0
11.4704 | 13.056 | 0 | 0 | 0 | 1.9646e-12 | 13.056 | 0 | 0 | 0 | 11.4704 | 13.056 | 0 | 0 | 0 | 1.9646e-12 | 13.056 | 0 | 0 | 0
11.4825 | 13.7434 | 0 | 0 | 0 | 4.4242e-13 | 13.7434 | 0 | 0 | 0 | 11.4825 | 13.7434 | 0 | 0 | 0 | 4.4242e-13 | 13.7434 | 0 | 0 | 0
11.4946 | 13.9472 | 0 | 0 | 0 | 9.6202e-14 | 13.9472 | 0 | 0 | 0 | 11.4946 | 13.9472 | 0 | 0 | 0 | 9.6202e-14 | 13.9472 | 0 | 0 | 0
11.5067 | 13.6471 | 0 | 0 | 0 | 2.0202e-14 | 13.6471 | 0 | 0 | 0 | 11.5067 | 13.6471 | 0 | 0 | 0 | 2.0202e-14 | 13.6471 | 0 | 0 | 0
11.5188 | 12.8768 | 0 | 0 | 0 | 4.0975e-15 | 12.8768 | 0 | 0 | 0 | 11.5188 | 12.8768 | 0 | 0 | 0 | 4.0975e-15 | 12.8768 | 0 | 0 | 0
11.5309 | 11.7175 | 0 | 0 | 0 | 8.0277e-16 | 11.7175 | 0 | 0 | 0 | 11.5309 | 11.7175 | 0 | 0 | 0 | 8.0277e-16 | 11.7175 | 0 | 0 | 0
11.5429 | 10.2843 | 0 | 0 | 0 | 1.5194e-16 | 10.2843 | 0 | 0 | 0 | 11.5429 | 10.2843 | 0 | 0 | 0 | 1.5194e-16 | 10.2843 | 0 | 0 | 0
11.555 | 8.7071 | 0 | 0 | 0 | 2.7783e-17 | 8.7071 | 0 | 0 | 0 | 11.555 | 8.7071 | 0 | 0 | 0 | 2.7783e-17 | 8.7071 | 0 | 0 | 0
11.5671 | 7.1118 | 0 | 0 | 0 | 4.9091e-18 | 7.1118 | 0 | 0 | 0 | 11.5671 | 7.1118 | 0 | 0 | 0 | 4.9091e-18 | 7.1118 | 0 | 0 | 0
11.5792 | 5.6046 | 0 | 0 | 0 | 8.3822e-19 | 5.6046 | 0 | 0 | 0 | 11.5792 | 5.6046 | 0 | 0 | 0 | 8.3822e-19 | 5.6046 | 0 | 0 | 0
11.5913 | 4.2621 | 0 | 0 | 0 | 1.3833e-19 | 4.2621 | 0 | 0 | 0 | 11.5913 | 4.2621 | 0 | 0 | 0 | 1.3833e-19 | 4.2621 | 0 | 0 | 0
11.6034 | 3.1279 | 0 | 0 | 0 | 2.2064e-20 | 3.1279 | 0 | 0 | 0 | 11.6034 | 3.1279 | 0 | 0 | 0 | 2.2064e-20 | 3.1279 | 0 | 0 | 0
11.6155 | 2.2155 | 0 | 0 | 0 | 3.402e-21 | 2.2155 | 0 | 0 | 0 | 11.6155 | 2.2155 | 0 | 0 | 0 | 3.402e-21 | 2.2155 | 0 | 0 | 0
11.6276 | 1.5148 | 0 | 0 | 0 | 5.0713e-22 | 1.5148 | 0 | 0 | 0 | 11.6276 | 1.5148 | 0 | 0 | 0 | 5.0713e-22 | 1.5148 | 0 | 0 | 0
11.6396 | 0.99987 | 0 | 0 | 0 | 7.3094e-23 | 0.99987 | 0 | 0 | 0 | 11.6396 | 0.99987 | 0 | 0 | 0 | 7.3094e-23 | 0.99987 | 0 | 0 | 0
11.6517 | 0.6372 | 0 | 0 | 0 | 1.0187e-23 | 0.6372 | 0 | 0 | 0 | 11.6517 | 0.6372 | 0 | 0 | 0 | 1.0187e-23 | 0.6372 | 0 | 0 | 0
11.6638 | 0.3921 | 0 | 0 | 0 | 1.3731e-24 | 0.3921 | 0 | 0 | 0 | 11.6638 | 0.3921 | 0 | 0 | 0 | 1.3731e-24 | 0.3921 | 0 | 0 | 0
11.6759 | 0.233 | 0 | 0 | 0 | 1.7899e-25 | 0.233 | 0 | 0 | 0 | 11.6759 | 0.233 | 0 | 0 | 0 | 1.7899e-25 | 0.233 | 0 | 0 | 0
11.688 | 0.13372 | 0 | 0 | 0 | 2.257e-26 | 0.13372 | 0 | 0 | 0 | 11.688 | 0.13372 | 0 | 0 | 0 | 2.257e-26 | 0.13372 | 0 | 0 | 0
11.7001 | 0.074131 | 0 | 0 | 0 | 2.7531e-27 | 0.074131 | 0 | 0 | 0 | 11.7001 | 0.074131 | 0 | 0 | 0 | 2.7531e-27 | 0.074131 | 0 | 0 | 0
11.7122 | 0.039698 | 0 | 0 | 0 | 3.2491e-28 | 0.039698 | 0 | 0 | 0 | 11.7122 | 0.039698 | 0 | 0 | 0 | 3.2491e-28 | 0.039698 | 0 | 0 | 0
11.7242 | 0.020538 | 0 | 0 | 0 | 3.71e-29 | 0.020538 | 0 | 0 | 0 | 11.7242 | 0.020538 | 0 | 0 | 0 | 3.71e-29 | 0.020538 | 0 | 0 | 0
11.7363 | 0.010267 | 0 | 0 | 0 | 4.0995e-30 | 0.010267 | 0 | 0 | 0 | 11.7363 | 0.010267 | 0 | 0 | 0 | 4.0995e-30 | 0.010267 | 0 | 0 | 0
11.7484 | 0.0049594 | 0 | 0 | 0 | 4.3839e-31 | 0.0049594 | 0 | 0 | 0 | 11.7484 | 0.0049594 | 0 | 0 | 0 | 4.3839e-31 | 0.0049594 | 0 | 0 | 0
11.7605 | 0.0023152 | 0 | 0 | 0 | 4.5374e-32 | 0.0023152 | 0 | 0 | 0 | 11.7605 | 0.0023152 | 0 | 0 | 0 | 4.5374e-32 | 0.0023152 | 0 | 0 | 0
11.7726 | 0.0010446 | 0 | 0 | 0 | 4.5458e-33 | 0.0010446 | 0 | 0 | 0 | 11.7726 | 0.0010446 | 0 | 0 | 0 | 4.5458e-33 | 0.0010446 | 0 | 0 | 0
11.7847 | 0.0004556 | 0 | 0 | 0 | 4.4089e-34 | 0.0004556 | 0 | 0 | 0 | 11.7847 | 0.0004556 | 0 | 0 | 0 | 4.4089e-34 | 0.0004556 | 0 | 0 | 0
11.7968 | 0.0001921 | 0 | 0 | 0 | 4.1399e-35 | 0.0001921 | 0 | 0 | 0 | 11.7968 | 0.0001921 | 0 | 0 | 0 | 4.1399e-35 | 0.0001921 | 0 | 0 | 0
11.8089 | 7.8307e-05 | 0 | 0 | 0 | 3.764e-36 | 7.8307e-05 | 0 | 0 | 0 | 11.8089 | 7.8307e-05 | 0 | 0 | 0 | 3.764e-36 | 7.8307e-05 | 0 | 0 | 0
11.8209 | 3.0865e-05 | 0 | 0 | 0 | 3.3139e-37 | 3.0865e-05 | 0 | 0 | 0 | 11.8209 | 3.0865e-05 | 0 | 0 | 0 | 3.3139e-37 | 3.0865e-05 | 0 | 0 | 0
11.833 | 1.1765e-05 | 0 | 0 | 0 | 2.8256e-38 | 1.1765e-05 | 0 | 0 | 0 | 11.833 | 1.1765e-05 | 0 | 0 | 0 | 2.8256e-38 | 1.1765e-05 | 0 | 0 | 0
11.8451 | 4.3369e-06 | 0 | 0 | 0 | 2.3334e-39 | 4.3369e-06 | 0 | 0 | 0 | 11.8451 | 4.3369e-06 | 0 | 0 | 0 | 2.3334e-39 | 4.3369e-06 | 0 | 0 | 0
11.8572 | 1.5463e-06 | 0 | 0 | 0 | 1.8666e-40 | 1.5463e-06 | 0 | 0 | 0 | 11.8572 | 1.5463e-06 | 0 | 0 | 0 | 1.8666e-40 | 1.5463e-06 | 0 | 0 | 0
11.8693 | 5.3332e-07 | 0 | 0 | 0 | 1.4464e-41 | 5.3332e-07 | 0 | 0 | 0 | 11.8693 | 5.3332e-07 | 0 | 0 | 0 | 1.4464e-41 | 5.3332e-07 | 0 | 0 | 0
11.8814 | 1.7795e-07 | 0 | 0 | 0 | 1.0859e-42 | 1.7795e-07 | 0 | 0 | 0 | 11.8814 | 1.7795e-07 | 0 | 0 | 0 | 1.0859e-42 | 1.7795e-07 | 0 | 0 | 0
11.8935 | 5.7446e-08 | 0 | 0 | 0 | 7.8995e-44 | 5.7446e-08 | 0 | 0 | 0 | 11.8935 | 5.7446e-08 | 0 | 0 | 0 | 7.8995e-44 | 5.7446e-08 | 0 | 0 | 0
11.9056 | 1.7944e-08 | 0 | 0 | 0 | 5.5683e-45 | 1.7944e-08 | 0 | 0 | 0 | 11.9056 | 1.7944e-08 | 0 | 0 | 0 | 5.5683e-45 | 1.7944e-08 | 0 | 0 | 0
11.9176 | 5.4242e-09 | 0 | 0 | 0 | 3.8038e-46 | 5.4242e-09 | 0 | 0 | 0 | 11.9176 | 5.4242e-09 | 0 | 0 | 0 | 3.8038e-46 | 5.4242e-09 | 0 | 0 | 0
11.9297 | 1.5869e-09 | 0 | 0 | 0 | 2.5185e-47 | 1.5869e-09 | 0 | 0 | 0 | 11.9297 | 1.5869e-09 | 0 | 0 | 0 | 2.5185e-47 | 1.5869e-09 | 0 | 0 | 0
11.9418 | 4.4934e-10 | 0 | 0 | 0 | 1.6162e-48 | 4.4934e-10 | 0 | 0 | 0 | 11.9418 | 4.4934e-10 | 0 | 0 | 0 | 1.6162e-48 | 4.4934e-10 | 0 | 0 | 0
11.9539 | 1.2317e-10 | 0 | 0 | 0 | 1.0055e-49 | 1.2317e-10 | 0 | 0 | 0 | 11.9539 | 1.2317e-10 | 0 | 0 | 0 | 1.0055e-49 | 1.2317e-10 | 0 | 0 | 0
11.966 | 3.2683e-11 | 0 | 0 | 0 | 6.0641e-51 | 3.2683e-11 | 0 | 0 | 0 | 11.966 | 3.2683e-11 | 0 | 0 | 0 | 6.0641e-51 | 3.2683e-11 | 0 | 0 | 0
11.9781 | 8.3967e-12 | 0 | 0 | 0 | 3.546e-52 | 8.3967e-12 | 0 | 0 | 0 | 11.9781 | 8.3967e-12 | 0 | 0 | 0 | 3.546e-52 | 8.3967e-12 | 0 | 0 | 0
11.9902 | 2.0888e-12 | 0 | 0 | 0 | 2.0107e-53 | 2.0888e-12 | 0 | 0 | 0 | 11.9902 | 2.0888e-12 | 0 | 0 | 0 | 2.0107e-53 | 2.0888e-12 | 0 | 0 | 0
12.0022 | 5.032e-13 | 0 | 0 | 0 | 1.1056e-54 | 5.032e-13 | 0 | 0 | 0 | 12.0022 | 5.032e-13 | 0 | 0 | 0 | 1.1056e-54 | 5.032e-13 | 0 | 0 | 0
12.0143 | 1.174e-13 | 0 | 0 | 0 | 5.896e-56 | 1.174e-13 | 0 | 0 | 0 | 12.0143 | 1.174e-13 | 0 | 0 | 0 | 5.896e-56 | 1.174e-13 | 0 | 0 | 0
12.0264 | 2.6529e-14 | 0 | 0 | 0 | 3.0497e-57 | 2.6529e-14 | 0 | 0 | 0 | 12.0264 | 2.6529e-14 | 0 | 0 | 0 | 3.0497e-57 | 2.6529e-14 | 0 | 0 | 0
12.0385 | 5.807e-15 | 0 | 0 | 0 | 1.5301e-58 | 5.807e-15 | 0 | 0 | 0 | 12.0385 | 5.807e-15 | 0 | 0 | 0 | 1.5301e-58 | 5.807e-15 | 0 | 0 | 0
12.0506 | 1.2314e-15 | 0 | 0 | 0 | 7.4477e-60 | 1.2314e-15 | 0 | 0 | 0 | 12.0506 | 1.2314e-15 | 0 | 0 | 0 | 7.4477e-60 | 1.2314e-15 | 0 | 0 | 0
12.0627 | 2.5298e-16 | 0 | 0 | 0 | 3.517e-61 | 2.5298e-16 | 0 | 0 | 0 | 12.0627 | 2.5298e-16 | 0 | 0 | 0 | 3.517e-61 | 2.5298e-16 | 0 | 0 | 0
12.0748 | 5.036e-17 | 0 | 0 | 0 | 1.6115e-62 | 5.036e-17 | 0 | 0 | 0 | 12.0748 | 5.036e-17 | 0 | 0 | 0 | 1.6115e-62 | 5.036e-17 | 0 | 0 | 0
12.0869 | 9.7143e-18 | 0 | 0 | 0 | 7.165e-64 | 9.7143e-18 | 0 | 0 | 0 | 12.0869 | 9.7143e-18 | 0 | 0 | 0 | 7.165e-64 | 9.7143e-18 | 0 | 0 | 0
12.0989 | 1.816e-18 | 0 | 0 | 0 | 3.0916e-65 | 1.816e-18 | 0 | 0 | 0 | 12.0989 | 1.816e-18 | 0 | 0 | 0 | 3.0916e-65 | 1.816e-18 | 0 | 0 | 0
12.111 | 3.2904e-19 | 0 | 0 | 0 | 1.2947e-66 | 3.2904e-19 | 0 | 0 | 0 | 12.111 | 3.2904e-19 | 0 | 0 | 0 | 1.2947e-66 | 3.2904e-19 | 0 | 0 | 0
12.1231 | 5.7787e-20 | 0 | 0 | 0 | 5.2626e-68 | 5.7787e-20 | 0 | 0 | 0 | 12.1231 | 5.7787e-20 | 0 | 0 | 0 | 5.2626e-68 | 5.7787e-20 | 0 | 0 | 0
12.1352 | 9.8382e-21 | 0 | 0 | 0 | 2.0765e-69 | 9.8382e-21 | 0 | 0 | 0 | 12.1352 | 9.8382e-21 | 0 | 0 | 0 | 2.0765e-69 | 9.8382e-21 | 0 | 0 | 0
12.1473 | 1.6238e-21 | 0 | 0 | 0 | 7.954e-71 | 1.6238e-21 | 0 | 0 | 0 | 12.1473 | 1.6238e-21 | 0 | 0 | 0 | 7.954e-71 | 1.6238e-21 | 0 | 0 | 0
12.1594 | 2.5986e-22 | 0 | 0 | 0 | 2.9581e-72 | 2.5986e-22 | 0 | 0 | 0 | 12.1594 | 2.5986e-22 | 0 | 0 | 0 | 2.9581e-72 | 2.5986e-22 | 0 | 0 | 0
12.1715 | 4.0325e-23 | 0 | 0 | 0 | 1.0682e-73 | 4.0325e-23 | 0 | 0 | 0 | 12.1715 | 4.0325e-23 | 0 | 0 | 0 | 1.0682e-73 | 4.0325e-23 | 0 | 0 | 0
12.1836 | 6.0682e-24 | 0 | 0 | 0 | 3.7458e-75 | 6.0682e-24 | 0 | 0 | 0 | 12.1836 | 6.0682e-24 | 0 | 0 | 0 | 3.7458e-75 | 6.0682e-24 | 0 | 0 | 0
12.1956 | 8.8561e-25 | 0 | 0 | 0 | 1.2756e-76 | 8.8561e-25 | 0 | 0 | 0 | 12.1956 | 8.8561e-25 | 0 | 0 | 0 | 1.2756e-76 | 8.8561e-25 | 0 | 0 | 0
12.2077 | 1.2536e-25 | 0 | 0 | 0 | 4.219e-78 | 1.2536e-25 | 0 | 0 | 0 | 12.2077 | 1.2536e-25 | 0 | 0 | 0 | 4.219e-78 | 1.2536e-25 | 0 | 0 | 0
12.2198 | 1.7214e-26 | 0 | 0 | 0 | 1.3554e-79 | 1.7214e-26 | 0 | 0 | 0 | 12.2198 | 1.7214e-26 | 0 | 0 | 0 | 1.3554e-79 | 1.7214e-26 | 0 | 0 | 0
12.2319 | 2.2929e-27 | 0 | 0 | 0 | 4.2297e-81 | 2.2929e-27 | 0 | 0 | 0 | 12.2319 | 2.2929e-27 | 0 | 0 | 0 | 4.2297e-81 | 2.2929e-27 | 0 | 0 | 0
12.244 | 2.9633e-28 | 0 | 0 | 0 | 1.2823e-82 | 2.9633e-28 | 0 | 0 | 0 | 12.244 | 2.9633e-28 | 0 | 0 | 0 | 1.2823e-82 | 2.9633e-28 | 0 | 0 | 0
12.2561 | 3.7157e-29 | 0 | 0 | 0 | 3.777e-84 | 3.7157e-29 | 0 | 0 | 0 | 12.2561 | 3.7157e-29 | 0 | 0 | 0 | 3.777e-84 | 3.7157e-29 | 0 | 0 | 0
12.2682 | 4.5212e-30 | 0 | 0 | 0 | 1.081e-85 | 4.5212e-30 | 0 | 0 | 0 | 12.2682 | 4.5212e-30 | 0 | 0 | 0 | 1.081e-85 | 4.5212e-30 | 0 | 0 | 0
12.2802 | 5.3387e-31 | 0 | 0 | 0 | 3.0063e-87 | 5.3387e-31 | 0 | 0 | 0 | 12.2802 | 5.3387e-31 | 0 | 0 | 0 | 3.0063e-87 | 5.3387e-31 | 0 | 0 | 0
12.2923 | 6.1182e-32 | 0 | 0 | 0 | 8.1249e-89 | 6.1182e-32 | 0 | 0 | 0 | 12.2923 | 6.1182e-32 | 0 | 0 | 0 | 8.1249e-89 | 6.1182e-32 | 0 | 0 | 0
12.3044 | 6.8056e-33 | 0 | 0 | 0 | 2.1342e-90 | 6.8056e-33 | 0 | 0 | 0 | 12.3044 | 6.8056e-33 | 0 | 0 | 0 | 2.1342e-90 | 6.8056e-33 | 0 | 0 | 0
12.3165 | 7.3485e-34 | 0 | 0 | 0 | 5.4488e-92 | 7.3485e-34 | 0 | 0 | 0 | 12.3165 | 7.3485e-34 | 0 | 0 | 0 | 5.4488e-92 | 7.3485e-34 | 0 | 0 | 0
12.3286 | 7.7028e-35 | 0 | 0 | 0 | 1.3523e-93 | 7.7028e-35 | 0 | 0 | 0 | 12.3286 | 7.7028e-35 | 0 | 0 | 0 | 1.3523e-93 | 7.7028e-35 | 0 | 0 | 0
12.3407 | 7.8392e-36 | 0 | 0 | 0 | 3.2625e-95 | 7.8392e-36 | 0 | 0 | 0 | 12.3407 | 7.8392e-36 | 0 | 0 | 0 | 3.2625e-95 | 7.8392e-36 | 0 | 0 | 0
12.3528 | 7.7462e-37 | 0 | 0 | 0 | 7.6524e-97 | 7.7462e-37 | 0 | 0 | 0 | 12.3528 | 7.7462e-37 | 0 | 0 | 0 | 7.6524e-97 | 7.7462e-37 | 0 | 0 | 0
12.3649 | 7.4328e-38 | 0 | 0 | 0 | 1.7452e-98 | 7.4328e-38 | 0 | 0 | 0 | 12.3649 | 7.4328e-38 | 0 | 0 | 0 | 1.7452e-98 | 7.4328e-38 | 0 | 0 | 0
12.3769 | 6.9261e-39 | 0 | 0 | 0 | 3.8702e-100 | 6.9261e-39 | 0 | 0 | 0 | 12.3769 | 6.9261e-39 | 0 | 0 | 0 | 3.8702e-100 | 6.9261e-39 | 0 | 0 | 0
12.389 | 6.2681e-40 | 0 | 0 | 0 | 8.3462e-102 | 6.2681e-40 | 0 | 0 | 0 | 12.389 | 6.2681e-40 | 0 | 0 | 0 | 8.3462e-102 | 6.2681e-40 | 0 | 0 | 0
12.4011 | 5.5098e-41 | 0 | 0 | 0 | 1.7505e-103 | 5.5098e-41 | 0 | 0 | 0 | 12.4011 | 5.5098e-41 | 0 | 0 | 0 | 1.7505e-103 | 5.5098e-41 | 0 | 0 | 0
12.4132 | 4.7046e-42 | 0 | 0 | 0 | 3.5707e-105 | 4.7046e-42 | 0 | 0 | 0 | 12.4132 | 4.7046e-42 | 0 | 0 | 0 | 3.5707e-105 | 4.7046e-42 | 0 | 0 | 0
12.4253 | 3.9024e-43 | 0 | 0 | 0 | 7.085e-107 | 3.9024e-43 | 0 | 0 | 0 | 12.4253 | 3.9024e-43 | 0 | 0 | 0 | 7.085e-107 | 3.9024e-43 | 0 | 0 | 0
12.4374 | 3.1449e-44 | 0 | 0 | 0 | 1.3675e-108 | 3.1449e-44 | 0 | 0 | 0 | 12.4374 | 3.1449e-44 | 0 | 0 | 0 | 1.3675e-108 | 3.1449e-44 | 0 | 0 | 0
12.4495 | 2.4625e-45 | 0 | 0 | 0 | 2.5679e-110 | 2.4625e-45 | 0 | 0 | 0 | 12.4495 | 2.4625e-45 | 0 | 0 | 0 | 2.5679e-110 | 2.4625e-45 | 0 | 0 | 0
12.4615 | 1.8736e-46 | 0 | 0 | 0 | 4.6914e-112 | 1.8736e-46 | 0 | 0 | 0 | 12.4615 | 1.8736e-46 | 0 | 0 | 0 | 4.6914e-112 | 1.8736e-46 | 0 | 0 | 0
12.4736 | 1.3853e-47 | 0 | 0 | 0 | 8.3396e-114 | 1.3853e-47 | 0 | 0 | 0 | 12.4736 | 1.3853e-47 | 0 | 0 | 0 | 8.3396e-114 | 1.3853e-47 | 0 | 0 | 0
12.4857 | 9.9548e-49 | 0 | 0 | 0 | 1.4426e-115 | 9.9548e-49 | 0 | 0 | 0 | 12.4857 | 9.9548e-49 | 0 | 0 | 0 | 1.4426e-115 | 9.9548e-49 | 0 | 0 | 0
12.4978 | 6.9527e-50 | 0 | 0 | 0 | 2.4284e-117 | 6.9527e-50 | 0 | 0 | 0 | 12.4978 | 6.9527e-50 | 0 | 0 | 0 | 2.4284e-117 | 6.9527e-50 | 0 | 0 | 0
12.5099 | 4.7202e-51 | 0 | 0 | 0 | 3.9784e-119 | 4.7202e-51 | 0 | 0 | 0 | 12.5099 | 4.7202e-51 | 0 | 0 | 0 | 3.9784e-119 | 4.7202e-51 | 0 | 0 | 0
12.522 | 3.1151e-52 | 0 | 0 | 0 | 6.344e-121 | 3.1151e-52 | 0 | 0 | 0 | 12.522 | 3.1151e-52 | 0 | 0 | 0 | 6.344e-121 | 3.1151e-52 | 0 | 0 | 0
12.5341 | 1.9986e-53 | 0 | 0 | 0 | 9.8469e-123 | 1.9986e-53 | 0 | 0 | 0 | 12.5341 | 1.9986e-53 | 0 | 0 | 0 | 9.8469e-123 | 1.9986e-53 | 0 | 0 | 0
12.5462 | 1.2468e-54 | 0 | 0 | 0 | 1.4879e-124 | 1.2468e-54 | 0 | 0 | 0 | 12.5462 | 1.2468e-54 | 0 | 0 | 0 | 1.4879e-124 | 1.2468e-54 | 0 | 0 | 0
12.5582 | 7.5622e-56 | 0 | 0 | 0 | 2.1887e-126 | 7.5622e-56 | 0 | 0 | 0 | 12.5582 | 7.5622e-56 | 0 | 0 | 0 | 2.1887e-126 | 7.5622e-56 | 0 | 0 | 0
12.5703 | 4.4604e-57 | 0 | 0 | 0 | 3.1346e-128 | 4.4604e-57 | 0 | 0 | 0 | 12.5703 | 4.4604e-57 | 0 | 0 | 0 | 3.1346e-128 | 4.4604e-57 | 0 | 0 | 0
12.5824 | 2.5585e-58 | 0 | 0 | 0 | 4.3713e-130 | 2.5585e-58 | 0 | 0 | 0 | 12.5824 | 2.5585e-58 | 0 | 0 | 0 | 4.3713e-130 | 2.5585e-58 | 0 | 0 | 0
12.5945 | 1.4273e-59 | 0 | 0 | 0 | 5.9359e-132 | 1.4273e-59 | 0 | 0 | 0 | 12.5945 | 1.4273e-59 | 0 | 0 | 0 | 5.9359e-132 | 1.4273e-59 | 0 | 0 | 0
12.6066 | 7.745e-61 | 0 | 0 | 0 | 7.8499e-134 | 7.745e-61 | 0 | 0 | 0 | 12.6066 | 7.745e-61 | 0 | 0 | 0 | 7.8499e-134 | 7.745e-61 | 0 | 0 | 0
12.6187 | 4.088e-62 | 0 | 0 | 0 | 1.011e-135 | 4.088e-62 | 0 | 0 | 0 | 12.6187 | 4.088e-62 | 0 | 0 | 0 | 1.011e-135 | 4.088e-62 | 0 | 0 | 0
12.6308 | 2.0991e-63 | 0 | 0 | 0 | 1.2682e-137 | 2.0991e-63 | 0 | 0 | 0 | 12.6308 | 2.0991e-63 | 0 | 0 | 0 | 1.2682e-137 | 2.0991e-63 | 0 | 0 | 0
12.6429 | 1.0486e-64 | 0 | 0 | 0 | 1.5497e-139 | 1.0486e-64 | 0 | 0 | 0 | 12.6429 | 1.0486e-64 | 0 | 0 | 0 | 1.5497e-139 | 1.0486e-64 | 0 | 0 | 0
12.6549 | 5.0968e-66 | 0 | 0 | 0 | 1.8446e-141 | 5.0968e-66 | 0 | 0 | 0 | 12.6549 | 5.0968e-66 | 0 | 0 | 0 | 1.8446e-141 | 5.0968e-66 | 0 | 0 | 0
12.667 | 2.4105e-67 | 0 | 0 | 0 | 2.139e-143 | 2.4105e-67 | 0 | 0 | 0 | 12.667 | 2.4105e-67 | 0 | 0 | 0 | 2.139e-143 | 2.4105e-67 | 0 | 0 | 0
12.6791 | 1.1094e-68 | 0 | 0 | 0 | 2.4166e-145 | 1.1094e-68 | 0 | 0 | 0 | 12.6791 | 1.1094e-68 | 0 | 0 | 0 | 2.4166e-145 | 1.1094e-68 | 0 | 0 | 0
12.6912 | 4.9689e-70 | 0 | 0 | 0 | 2.6602e-147 | 4.9689e-70 | 0 | 0 | 0 | 12.6912 | 4.9689e-70 | 0 | 0 | 0 | 2.6602e-147 | 4.9689e-70 | 0 | 0 | 0
12.7033 | 2.1661e-71 | 0 | 0 | 0 | 2.8535e-149 | 2.1661e-71 | 0 | 0 | 0 | 12.7033 | 2.1661e-71 | 0 | 0 | 0 | 2.8535e-149 | 2.1661e-71 | 0 | 0 | 0
12.7154 | 9.1907e-73 | 0 | 0 | 0 | 2.9828e-151 | 9.1907e-73 | 0 | 0 | 0 | 12.7154 | 9.1907e-73 | 0 | 0 | 0 | 2.9828e-151 | 9.1907e-73 | 0 | 0 | 0
12.7275 | 3.796e-74 | 0 | 0 | 0 | 3.0387e-153 | 3.796e-74 | 0 | 0 | 0 | 12.7275 | 3.796e-74 | 0 | 0 | 0 | 3.0387e-153 | 3.796e-74 | 0 | 0 | 0
12.7395 | 1.5263e-75 | 0 | 0 | 0 | 3.0171e-155 | 1.5263e-75 | 0 | 0 | 0 | 12.7395 | 1.5263e-75 | 0 | 0 | 0 | 3.0171e-155 | 1.5263e-75 | 0 | 0 | 0
12.7516 | 5.9746e-77 | 0 | 0 | 0 | 2.9199e-157 | 5.9746e-77 | 0 | 0 | 0 | 12.7516 | 5.9746e-77 | 0 | 0 | 0 | 2.9199e-157 | 5.9746e-77 | 0 | 0 | 0
12.7637 | 2.2771e-78 | 0 | 0 | 0 | 2.7546e-159 | 2.2771e-78 | 0 | 0 | 0 | 12.7637 | 2.2771e-78 | 0 | 0 | 0 | 2.7546e-159 | 2.2771e-78 | 0 | 0 | 0
12.7758 | 8.4506e-80 | 0 | 0 | 0 | 2.5334e-161 | 8.4506e-80 | 0 | 0 | 0 | 12.7758 | 8.4506e-80 | 0 | 0 | 0 | 2.5334e-161 | 8.4506e-80 | 0 | 0 | 0
12.7879 | 3.0539e-81 | 0 | 0 | 0 | 2.2714e-163 | 3.0539e-81 | 0 | 0 | 0 | 12.7879 | 3.0539e-81 | 0 | 0 | 0 | 2.2714e-163 | 3.0539e-81 | 0 | 0 | 0
12.8 | 1.0748e-82 | 0 | 0 | 0 | 1.9857e-165 | 1.0748e-82 | 0 | 0 | 0 | 12.8 | 1.0748e-82 | 0 | 0 | 0 | 1.9857e-165 | 1.0748e-82 | 0 | 0 | 0
12.8121 | 3.684e-84 | 0 | 0 | 0 | 1.6926e-167 | 3.684e-84 | 0 | 0 | 0 | 12.8121 | 3.684e-84 | 0 | 0 | 0 | 1.6926e-167 | 3.684e-84 | 0 | 0 | 0
12.8242 | 1.2299e-85 | 0 | 0 | 0 | 1.4069e-169 | 1.2299e-85 | 0 | 0 | 0 | 12.8242 | 1.2299e-85 | 0 | 0 | 0 | 1.4069e-169 | 1.2299e-85 | 0 | 0 | 0
12.8362 | 3.9998e-87 | 0 | 0 | 0 | 1.1404e-171 | 3.9998e-87 | 0 | 0 | 0 | 12.8362 | 3.9998e-87 | 0 | 0 | 0 | 1.1404e-171 | 3.9998e-87 | 0 | 0 | 0
12.8483 | 1.2671e-88 | 0 | 0 | 0 | 9.0156e-174 | 1.2671e-88 | 0 | 0 | 0 | 12.8483 | 1.2671e-88 | 0 | 0 | 0 | 9.0156e-174 | 1.2671e-88 | 0 | 0 | 0
12.8604 | 3.9108e-90 | 0 | 0 | 0 | 6.9516e-176 | 3.9108e-90 | 0 | 0 | 0 | 12.8604 | 3.9108e-90 | 0 | 0 | 0 | 6.9516e-176 | 3.9108e-90 | 0 | 0 | 0
12.8725 | 1.176e-91 | 0 | 0 | 0 | 5.2283e-178 | 1.176e-91 | 0 | 0 | 0 | 12.8725 | 1.176e-91 | 0 | 0 | 0 | 5.2283e-178 | 1.176e-91 | 0 | 0 | 0
12.8846 | 3.4456e-93 | 0 | 0 | 0 | 3.8358e-180 | 3.4456e-93 | 0 | 0 | 0 | 12.8846 | 3.4456e-93 | 0 | 0 | 0 | 3.8358e-180 | 3.4456e-93 | 0 | 0 | 0
12.8967 | 9.8372e-95 | 0 | 0 | 0 | 2.7454e-182 | 9.8372e-95 | 0 | 0 | 0 | 12.8967 | 9.8372e-95 | 0 | 0 | 0 | 2.7454e-182 | 9.8372e-95 | 0 | 0 | 0
12.9088 | 2.737e-96 | 0 | 0 | 0 | 1.917e-184 | 2.737e-96 | 0 | 0 | 0 | 12.9088 | 2.737e-96 | 0 | 0 | 0 | 1.917e-184 | 2.737e-96 | 0 | 0 | 0
12.9208 | 7.4214e-98 | 0 | 0 | 0 | 1.3061e-186 | 7.4214e-98 | 0 | 0 | 0 | 12.9208 | 7.4214e-98 | 0 | 0 | 0 | 1.3061e-186 | 7.4214e-98 | 0 | 0 | 0
12.9329 | 1.9613e-99 | 0 | 0 | 0 | 8.6823e-189 | 1.9613e-99 | 0 | 0 | 0 | 12.9329 | 1.9613e-99 | 0 | 0 | 0 | 8.6823e-189 | 1.9613e-99 | 0 | 0 | 0
12.945 | 5.0524e-101 | 0 | 0 | 0 | 5.6322e-191 | 5.0524e-101 | 0 | 0 | 0 | 12.945 | 5.0524e-101 | 0 | 0 | 0 | 5.6322e-191 | 5.0524e-101 | 0 | 0 | 0
12.9571 | 1.2687e-102 | 0 | 0 | 0 | 3.5655e-193 | 1.2687e-102 | 0 | 0 | 0 | 12.9571 | 1.2687e-102 | 0 | 0 | 0 | 3.5655e-193 | 1.2687e-102 | 0 | 0 | 0
12.9692 | 3.1057e-104 | 0 | 0 | 0 | 2.2029e-195 | 3.1057e-104 | 0 | 0 | 0 | 12.9692 | 3.1057e-104 | 0 | 0 | 0 | 2.2029e-195 | 3.1057e-104 | 0 | 0 | 0
12.9813 | 7.4119e-106 | 0 | 0 | 0 | 1.3284e-197 | 7.4119e-106 | 0 | 0 | 0 | 12.9813 | 7.4119e-106 | 0 | 0 | 0 | 1.3284e-197 | 7.4119e-106 | 0 | 0 | 0
12.9934 | 1.7247e-107 | 0 | 0 | 0 | 7.8187e-200 | 1.7247e-107 | 0 | 0 | 0 | 12.9934 | 1.7247e-107 | 0 | 0 | 0 | 7.8187e-200 | 1.7247e-107 | 0 | 0 | 0
13.0055 | 3.9131e-109 | 0 | 0 | 0 | 4.4923e-202 | 3.9131e-109 | 0 | 0 | 0 | 13.0055 | 3.9131e-109 | 0 | 0 | 0 | 4.4923e-202 | 3.9131e-109 | 0 | 0 | 0
13.0175 | 8.6575e-111 | 0 | 0 | 0 | 2.5197e-204 | 8.6575e-111 | 0 | 0 | 0 | 13.0175 | 8.6575e-111 | 0 | 0 | 0 | 2.5197e-204 | 8.6575e-111 | 0 | 0 | 0
13.0296 | 1.868e-112 | 0 | 0 | 0 | 1.3797e-206 | 1.868e-112 | 0 | 0 | 0 | 13.0296 | 1.868e-112 | 0 | 0 | 0 | 1.3797e-206 | 1.868e-112 | 0 | 0 | 0
13.0417 | 3.9306e-114 | 0 | 0 | 0 | 7.3766e-209 | 3.9306e-114 | 0 | 0 | 0 | 13.0417 | 3.9306e-114 | 0 | 0 | 0 | 7.3766e-209 | 3.9306e-114 | 0 | 0 | 0
13.0538 | 8.0671e-116 | 0 | 0 | 0 | 3.8507e-211 | 8.0671e-116 | 0 | 0 | 0 | 13.0538 | 8.0671e-116 | 0 | 0 | 0 | 3.8507e-211 | 8.0671e-116 | 0 | 0 | 0
13.0659 | 1.615e-117 | 0 | 0 | 0 | 1.9629e-213 | 1.615e-117 | 0 | 0 | 0 | 13.0659 | 1.615e-117 | 0 | 0 | 0 | 1.9629e-213 | 1.615e-117 | 0 | 0 | 0
13.078 | 3.1537e-119 | 0 | 0 | 0 | 9.771e-216 | 3.1537e-119 | 0 | 0 | 0 | 13.078 | 3.1537e-119 | 0 | 0 | 0 | 9.771e-216 | 3.1537e-119 | 0 | 0 | 0
13.0901 | 6.0079e-121 | 0 | 0 | 0 | 4.7501e-218 | 6.0079e-121 | 0 | 0 | 0 | 13.0901 | 6.0079e-121 | 0 | 0 | 0 | 4.7501e-218 | 6.0079e-121 | 0 | 0 | 0
13.1022 | 1.1166e-122 | 0 | 0 | 0 | 2.2553e-220 | 1.1166e-122 | 0 | 0 | 0 | 13.1022 | 1.1166e-122 | 0 | 0 | 0 | 2.2553e-220 | 1.1166e-122 | 0 | 0 | 0
13.1142 | 2.0248e-124 | 0 | 0 | 0 | 1.0459e-222 | 2.0248e-124 | 0 | 0 | 0 | 13.1142 | 2.0248e-124 | 0 | 0 | 0 | 1.0459e-222 | 2.0248e-124 | 0 | 0 | 0
13.1263 | 3.5827e-126 | 0 | 0 | 0 | 4.7379e-225 | 3.5827e-126 | 0 | 0 | 0 | 13.1263 | 3.5827e-126 | 0 | 0 | 0 | 4.7379e-225 | 3.5827e-126 | 0 | 0 | 0
13.1384 | 6.1858e-128 | 0 | 0 | 0 | 2.0966e-227 | 6.1858e-128 | 0 | 0 | 0 | 13.1384 | 6.1858e-128 | 0 | 0 | 0 | 2.0966e-227 | 6.1858e-128 | 0 | 0 | 0
13.1505 | 1.0423e-129 | 0 | 0 | 0 | 9.0633e-230 | 1.0423e-129 | 0 | 0 | 0 | 13.1505 | 1.0423e-129 | 0 | 0 | 0 | 9.0633e-230 | 1.0423e-129 | 0 | 0 | 0
13.1626 | 1.7139e-131 | 0 | 0 | 0 | 3.8279e-232 | 1.7139e-131 | 0 | 0 | 0 | 13.1626 | 1.7139e-131 | 0 | 0 | 0 | 3.8279e-232 | 1.7139e-131 | 0 | 0 | 0
13.1747 | 2.7506e-133 | 0 | 0 | 0 | 1.5796e-234 | 2.7506e-133 | 0 | 0 | 0 | 13.1747 | 2.7506e-133 | 0 | 0 | 0 | 1.5796e-234 | 2.7506e-133 | 0 | 0 | 0
13.1868 | 4.3089e-135 | 0 | 0 | 0 | 6.369e-237 | 4.3089e-135 | 0 | 0 | 0 | 13.1868 | 4.3089e-135 | 0 | 0 | 0 | 6.369e-237 | 4.3089e-135 | 0 | 0 | 0
13.1988 | 6.5889e-137 | 0 | 0 | 0 | 2.5094e-239 | 6.5889e-137 | 0 | 0 | 0 | 13.1988 | 6.5889e-137 | 0 | 0 | 0 | 2.5094e-239 | 6.5889e-137 | 0 | 0 | 0
13.2109 | 9.8356e-139 | 0 | 0 | 0 | 9.662e-242 | 9.8356e-139 | 0 | 0 | 0 | 13.2109 | 9.8356e-139 | 0 | 0 | 0 | 9.662e-242 | 9.8356e-139 | 0 | 0 | 0
13.223 | 1.4334e-140 | 0 | 0 | 0 | 3.6358e-244 | 1.4334e-140 | 0 | 0 | 0 | 13.223 | 1.4334e-140 | 0 | 0 | 0 | 3.6358e-244 | 1.4334e-140 | 0 | 0 | 0
13.2351 | 2.0394e-142 | 0 | 0 | 0 | 1.3371e-246 | 2.0394e-142 | 0 | 0 | 0 | 13.2351 | 2.0394e-142 | 0 | 0 | 0 | 1.3371e-246 | 2.0394e-142 | 0 | 0 | 0
13.2472 | 2.8332e-144 | 0 | 0 | 0 | 4.8065e-249 | 2.8332e-144 | 0 | 0 | 0 | 13.2472 | 2.8332e-144 | 0 | 0 | 0 | 4.8065e-249 | 2.8332e-144 | 0 | 0 | 0
13.2593 | 3.8433e-146 | 0 | 0 | 0 | 1.6889e-251 | 3.8433e-146 | 0 | 0 | 0 | 13.2593 | 3.8433e-146 | 0 | 0 | 0 | 1.6889e-251 | 3.8433e-146 | 0 | 0 | 0
13.2714 | 5.0911e-148 | 0 | 0 | 0 | 5.801e-254 | 5.0911e-148 | 0 | 0 | 0 | 13.2714 | 5.0911e-148 | 0 | 0 | 0 | 5.801e-254 | 5.0911e-148 | 0 | 0 | 0
13.2835 | 6.5861e-150 | 0 | 0 | 0 | 1.9479e-256 | 6.5861e-150 | 0 | 0 | 0 | 13.2835 | 6.5861e-150 | 0 | 0 | 0 | 1.9479e-256 | 6.5861e-150 | 0 | 0 | 0
13.2955 | 8.3212e-152 | 0 | 0 | 0 | 6.3947e-259 | 8.3212e-152 | 0 | 0 | 0 | 13.2955 | 8.3212e-152 | 0 | 0 | 0 | 6.3947e-259 | 8.3212e-152 | 0 | 0 | 0
13.3076 | 1.0269e-153 | 0 | 0 | 0 | 2.0525e-261 | 1.0269e-153 | 0 | 0 | 0 | 13.3076 | 1.0269e-153 | 0 | 0 | 0 | 2.0525e-261 | 1.0269e-153 | 0 | 0 | 0
13.3197 | 1.2377e-155 | 0 | 0 | 0 | 6.4417e-264 | 1.2377e-155 | 0 | 0 | 0 | 13.3197 | 1.2377e-155 | 0 | 0 | 0 | 6.4417e-264 | 1.2377e-155 | 0 | 0 | 0
13.3318 | 1.4573e-157 | 0 | 0 | 0 | 1.9769e-266 | 1.4573e-157 | 0 | 0 | 0 | 13.3318 | 1.4573e-157 | 0 | 0 | 0 | 1.9769e-266 | 1.4573e-157 | 0 | 0 | 0
13.3439 | 1.6763e-159 | 0 | 0 | 0 | 5.9327e-269 | 1.6763e-159 | 0 | 0 | 0 | 13.3439 | 1.6763e-159 | 0 | 0 | 0 | 5.9327e-269 | 1.6763e-159 | 0 | 0 | 0
13.356 | 1.8837e-161 | 0 | 0 | 0 | 1.7412e-271 | 1.8837e-161 | 0 | 0 | 0 | 13.356 | 1.8837e-161 | 0 | 0 | 0 | 1.7412e-271 | 1.8837e-161 | 0 | 0 | 0
13.3681 | 2.0681e-163 | 0 | 0 | 0 | 4.998e-274 | 2.0681e-163 | 0 | 0 | 0 | 13.3681 | 2.0681e-163 | 0 | 0 | 0 | 4.998e-274 | 2.0681e-163 | 0 | 0 | 0
13.3801 | 2.2185e-165 | 0 | 0 | 0 | 1.4032e-276 | 2.2185e-165 | 0 | 0 | 0 | 13.3801 | 2.2185e-165 | 0 | 0 | 0 | 1.4032e-276 | 2.2185e-165 | 0 | 0 | 0
13.3922 | 2.3255e-167 | 0 | 0 | 0 | 3.8533e-279 | 2.3255e-167 | 0 | 0 | 0 | 13.3922 | 2.3255e-167 | 0 | 0 | 0 | 3.8533e-279 | 2.3255e-167 | 0 | 0 | 0
13.4043 | 2.3821e-169 | 0 | 0 | 0 | 1.0351e-281 | 2.3821e-169 | 0 | 0 | 0 | 13.4043 | 2.3821e-169 | 0 | 0 | 0 | 1.0351e-281 | 2.3821e-169 | 0 | 0 | 0
13.4164 | 2.3846e-171 | 0 | 0 | 0 | 2.72e-284 | 2.3846e-171 | 0 | 0 | 0 | 13.4164 | 2.3846e-171 | 0 | 0 | 0 | 2.72e-284 | 2.3846e-171 | 0 | 0 | 0
13.4285 | 2.333e-173 | 0 | 0 | 0 | 6.9926e-287 | 2.333e-173 | 0 | 0 | 0 | 13.4285 | 2.333e-173 | 0 | 0 | 0 | 6.9926e-287 | 2.333e-173 | 0 | 0 | 0
13.4406 | 2.2308e-175 | 0 | 0 | 0 | 1.7588e-289 | 2.2308e-175 | 0 | 0 | 0 | 13.4406 | 2.2308e-175 | 0 | 0 | 0 | 1.7588e-289 | 2.2308e-175 | 0 | 0 | 0
13.4527 | 2.0851e-177 | 0 | 0 | 0 | 4.3283e-292 | 2.0851e-177 | 0 | 0 | 0 | 13.4527 | 2.0851e-177 | 0 | 0 | 0 | 4.3283e-292 | 2.0851e-177 | 0 | 0 | 0
13.4648 | 1.905e-179 | 0 | 0 | 0 | 1.0423e-294 | 1.905e-179 | 0 | 0 | 0 | 13.4648 | 1.905e-179 | 0 | 0 | 0 | 1.0423e-294 | 1.905e-179 | 0 | 0 | 0
13.4768 | 1.7014e-181 | 0 | 0 | 0 | 2.4559e-297 | 1.7014e-181 | 0 | 0 | 0 | 13.4768 | 1.7014e-181 | 0 | 0 | 0 | 2.4559e-297 | 1.7014e-181 | 0 | 0 | 0
13.4889 | 1.4856e-183 | 0 | 0 | 0 | 5.6632e-300 | 1.4856e-183 | 0 | 0 | 0 | 13.4889 | 1.4856e-183 | 0 | 0 | 0 | 5.6632e-300 | 1.4856e-183 | 0 | 0 | 0
13.501 | 1.2682e-185 | 0 | 0 | 0 | 1.278e-302 | 1.2682e-185 | 0 | 0 | 0 | 13.501 | 1.2682e-185 | 0 | 0 | 0 | 1.278e-302 | 1.2682e-185 | 0 | 0 | 0
13.5131 | 1.0586e-187 | 0 | 0 | 0 | 2.8227e-305 | 1.0586e-187 | 0 | 0 | 0 | 13.5131 | 1.0586e-187 | 0 | 0 | 0 | 2.8227e-305 | 1.0586e-187 | 0 | 0 | 0
13.5252 | 8.6394e-190 | 0 | 0 | 0 | 6.102e-308 | 8.6394e-190 | 0 | 0 | 0 | 13.5252 | 8.6394e-190 | 0 | 0 | 0 | 6.102e-308 | 8.6394e-190 | 0 | 0 | 0
13.5373 | 6.8949e-192 | 0 | 0 | 0 | 1.2912e-310 | 6.8949e-192 | 0 | 0 | 0 | 13.5373 | 6.8949e-192 | 0 | 0 | 0 | 1.2912e-310 | 6.8949e-192 | 0 | 0 | 0
13.5494 | 5.3812e-194 | 0 | 0 | 0 | 2.6745e-313 | 5.3812e-194 | 0 | 0 | 0 | 13.5494 | 5.3812e-194 | 0 | 0 | 0 | 2.6745e-313 | 5.3812e-194 | 0 | 0 | 0
13.5615 | 4.1074e-196 | 0 | 0 | 0 | 5.423e-316 | 4.1074e-196 | 0 | 0 | 0 | 13.5615 | 4.1074e-196 | 0 | 0 | 0 | 5.423e-316 | 4.1074e-196 | 0 | 0 | 0
13.5735 | 3.0662e-198 | 0 | 0 | 0 | 1.0765e-318 | 3.0662e-198 | 0 | 0 | 0 | 13.5735 | 3.0662e-198 | 0 | 0 | 0 | 1.0765e-318 | 3.0662e-198 | 0 | 0 | 0
13.5856 | 2.2388e-200 | 0 | 0 | 0 | 2.0751e-321 | 2.2388e-200 | 0 | 0 | 0 | 13.5856 | 2.2388e-200 | 0 | 0 | 0 | 2.0751e-321 | 2.2388e-200 | 0 | 0 | 0
13.5977 | 1.599e-202 | 0 | 0 | 0 | 0 | 1.599e-202 | 0 | 0 | 0 | 13.5977 | 1.599e-202 | 0 | 0 | 0 | 0 | 1.599e-202 | 0 | 0 | 0
13.6098 | 1.1171e-204 | 0 | 0 | 0 | 0 | 1.1171e-204 | 0 | 0 | 0 | 13.6098 | 1.1171e-204 | 0 | 0 | 0 | 0 | 1.1171e-204 | 0 | 0 | 0
13.6219 | 7.6352e-207 | 0 | 0 | 0 | 0 | 7.6352e-207 | 0 | 0 | 0 | 13.6219 | 7.6352e-207 | 0 | 0 | 0 | 0 | 7.6352e-207 | 0 | 0 | 0
13.634 | 5.1053e-209 | 0 | 0 | 0 | 0 | 5.1053e-209 | 0 | 0 | 0 | 13.634 | 5.1053e-209 | 0 | 0 | 0 | 0 | 5.1053e-209 | 0 | 0 | 0
13.6461 | 3.3399e-211 | 0 | 0 | 0 | 0 | 3.3399e-211 | 0 | 0 | 0 | 13.6461 | 3.3399e-211 | 0 | 0 | 0 | 0 | 3.3399e-211 | 0 | 0 | 0
13.6581 | 2.1379e-213 | 0 | 0 | 0 | 0 | 2.1379e-213 | 0 | 0 | 0 | 13.6581 | 2.1379e-213 | 0 | 0 | 0 | 0 | 2.1379e-213 | 0 | 0 | 0
13.6702 | 1.339e-215 | 0 | 0 | 0 | 0 | 1.339e-215 | 0 | 0 | 0 | 13.6702 | 1.339e-215 | 0 | 0 | 0 | 0 | 1.339e-215 | 0 | 0 | 0
13.6823 | 8.2067e-218 | 0 | 0 | 0 | 0 | 8.2067e-218 | 0 | 0 | 0 | 13.6823 | 8.2067e-218 | 0 | 0 | 0 | 0 | 8.2067e-218 | 0 | 0 | 0
13.6944 | 4.9223e-220 | 0 | 0 | 0 | 0 | 4.9223e-220 | 0 | 0 | 0 | 13.6944 | 4.9223e-220 | 0 | 0 | 0 | 0 | 4.9223e-220 | 0 | 0 | 0
13.7065 | 2.8893e-222 | 0 | 0 | 0 | 0 | 2.8893e-222 | 0 | 0 | 0 | 13.7065 | 2.8893e-222 | 0 | 0 | 0 | 0 | 2.8893e-222 | 0 | 0 | 0
13.7186 | 1.6599e-224 | 0 | 0 | 0 | 0 | 1.6599e-224 | 0 | 0 | 0 | 13.7186 | 1.6599e-224 | 0 | 0 | 0 | 0 | 1.6599e-224 | 0 | 0 | 0
13.7307 | 9.3339e-227 | 0 | 0 | 0 | 0 | 9.3339e-227 | 0 | 0 | 0 | 13.7307 | 9.3339e-227 | 0 | 0 | 0 | 0 | 9.3339e-227 | 0 | 0 | 0
13.7428 | 5.1374e-229 | 0 | 0 | 0 | 0 | 5.1374e-229 | 0 | 0 | 0 | 13.7428 | 5.1374e-229 | 0 | 0 | 0 | 0 | 5.1374e-229 | 0 | 0 | 0
13.7548 | 2.7679e-231 | 0 | 0 | 0 | 0 | 2.7679e-231 | 0 | 0 | 0 | 13.7548 | 2.7679e-231 | 0 | 0 | 0 | 0 | 2.7679e-231 | 0 | 0 | 0
13.7669 | 1.4599e-233 | 0 | 0 | 0 | 0 | 1.4599e-233 | 0 | 0 | 0 | 13.7669 | 1.4599e-233 | 0 | 0 | 0 | 0 | 1.4599e-233 | 0 | 0 | 0
13.779 | 7.5384e-236 | 0 | 0 | 0 | 0 | 7.5384e-236 | 0 | 0 | 0 | 13.779 | 7.5384e-236 | 0 | 0 | 0 | 0 | 7.5384e-236 | 0 | 0 | 0
13.7911 | 3.811e-238 | 0 | 0 | 0 | 0 | 3.811e-238 | 0 | 0 | 0 | 13.7911 | 3.811e-238 | 0 | 0 | 0 | 0 | 3.811e-238 | 0 | 0 | 0
13.8032 | 1.8864e-240 | 0 | 0 | 0 | 0 | 1.8864e-240 | 0 | 0 | 0 | 13.8032 | 1.8864e-240 | 0 | 0 | 0 | 0 | 1.8864e-240 | 0 | 0 | 0
13.8153 | 9.1425e-243 | 0 | 0 | 0 | 0 | 9.1425e-243 | 0 | 0 | 0 | 13.8153 | 9.1425e-243 | 0 | 0 | 0 | 0 | 9.1425e-243 | 0 | 0 | 0
13.8274 | 4.339e-245 | 0 | 0 | 0 | 0 | 4.339e-245 | 0 | 0 | 0 | 13.8274 | 4.339e-245 | 0 | 0 | 0 | 0 | 4.339e-245 | 0 | 0 | 0
13.8394 | 2.0165e-247 | 0 | 0 | 0 | 0 | 2.0165e-247 | 0 | 0 | 0 | 13.8394 | 2.0165e-247 | 0 | 0 | 0 | 0 | 2.0165e-247 | 0 | 0 | 0
13.8515 | 9.1781e-250 | 0 | 0 | 0 | 0 | 9.1781e-250 | 0 | 0 | 0 | 13.8515 | 9.1781e-250 | 0 | 0 | 0 | 0 | 9.1781e-250 | 0 | 0 | 0
13.8636 | 4.0912e-252 | 0 | 0 | 0 | 0 | 4.0912e-252 | 0 | 0 | 0 | 13.8636 | 4.0912e-252 | 0 | 0 | 0 | 0 | 4.0912e-252 | 0 | 0 | 0
13.8757 | 1.7861e-254 | 0 | 0 | 0 | 0 | 1.7861e-254 | 0 | 0 | 0 | 13.8757 | 1.7861e-254 | 0 | 0 | 0 | 0 | 1.7861e-254 | 0 | 0 | 0
13.8878 | 7.638e-257 | 0 | 0 | 0 | 0 | 7.638e-257 | 0 | 0 | 0 | 13.8878 | 7.638e-257 | 0 | 0 | 0 | 0 | 7.638e-257 | 0 | 0 | 0
13.8999 | 3.1994e-259 | 0 | 0 | 0 | 0 | 3.1994e-259 | 0 | 0 | 0 | 13.8999 | 3.1994e-259 | 0 | 0 | 0 | 0 | 3.1994e-259 | 0 | 0 | 0
13.912 | 1.3128e-261 | 0 | 0 | 0 | 0 | 1.3128e-261 | 0 | 0 | 0 | 13.912 | 1.3128e-261 | 0 | 0 | 0 | 0 | 1.3128e-261 | 0 | 0 | 0
13.9241 | 5.277e-264 | 0 | 0 | 0 | 0 | 5.277e-264 | 0 | 0 | 0 | 13.9241 | 5.277e-264 | 0 | 0 | 0 | 0 | 5.277e-264 | 0 | 0 | 0
13.9361 | 2.0781e-266 | 0 | 0 | 0 | 0 | 2.0781e-266 | 0 | 0 | 0 | 13.9361 | 2.0781e-266 | 0 | 0 | 0 | 0 | 2.0781e-266 | 0 | 0 | 0
13.9482 | 8.018e-269 | 0 | 0 | 0 | 0 | 8.018e-269 | 0 | 0 | 0 | 13.9482 | 8.018e-269 | 0 | 0 | 0 | 0 | 8.018e-269 | 0 | 0 | 0
13.9603 | 3.0311e-271 | 0 | 0 | 0 | 0 | 3.0311e-271 | 0 | 0 | 0 | 13.9603 | 3.0311e-271 | 0 | 0 | 0 | 0 | 3.0311e-271 | 0 | 0 | 0
13.9724 | 1.1228e-273 | 0 | 0 | 0 | 0 | 1.1228e-273 | 0 | 0 | 0 | 13.9724 | 1.1228e-273 | 0 | 0 | 0 | 0 | 1.1228e-273 | 0 | 0 | 0
13.9845 | 4.0754e-276 | 0 | 0 | 0 | 0 | 4.0754e-276 | 0 | 0 | 0 | 13.9845 | 4.0754e-276 | 0 | 0 | 0 | 0 | 4.0754e-276 | 0 | 0 | 0
13.9966 | 1.4496e-278 | 0 | 0 | 0 | 0 | 1.4496e-278 | 0 | 0 | 0 | 13.9966 | 1.4496e-278 | 0 | 0 | 0 | 0 | 1.4496e-278 | 0 | 0 | 0
14.0087 | 5.053e-281 | 0 | 0 | 0 | 0 | 5.053e-281 | 0 | 0 | 0 | 14.0087 | 5.053e-281 | 0 | 0 | 0 | 0 | 5.053e-281 | 0 | 0 | 0
14.0208 | 1.7263e-283 | 0 | 0 | 0 | 0 | 1.7263e-283 | 0 | 0 | 0 | 14.0208 | 1.7263e-283 | 0 | 0 | 0 | 0 | 1.7263e-283 | 0 | 0 | 0
14.0328 | 5.7802e-286 | 0 | 0 | 0 | 0 | 5.7802e-286 | 0 | 0 | 0 | 14.0328 | 5.7802e-286 | 0 | 0 | 0 | 0 | 5.7802e-286 | 0 | 0 | 0
14.0449 | 1.897e-288 | 0 | 0 | 0 | 0 | 1.897e-288 | 0 | 0 | 0 | 14.0449 | 1.897e-288 | 0 | 0 | 0 | 0 | 1.897e-288 | 0 | 0 | 0
14.057 | 6.1025e-291 | 0 | 0 | 0 | 0 | 6.1025e-291 | 0 | 0 | 0 | 14.057 | 6.1025e-291 | 0 | 0 | 0 | 0 | 6.1025e-291 | 0 | 0 | 0
14.0691 | 1.9244e-293 | 0 | 0 | 0 | 0 | 1.9244e-293 | 0 | 0 | 0 | 14.0691 | 1.9244e-293 | 0 | 0 | 0 | 0 | 1.9244e-293 | 0 | 0 | 0
14.0812 | 5.9489e-296 | 0 | 0 | 0 | 0 | 5.9489e-296 | 0 | 0 | 0 | 14.0812 | 5.9489e-296 | 0 | 0 | 0 | 0 | 5.9489e-296 | 0 | 0 | 0
14.0933 | 1.8029e-298 | 0 | 0 | 0 | 0 | 1.8029e-298 | 0 | 0 | 0 | 14.0933 | 1.8029e-298 | 0 | 0 | 0 | 0 | 1.8029e-298 | 0 | 0 | 0
14.1054 | 5.3568e-301 | 0 | 0 | 0 | 0 | 5.3568e-301 | 0 | 0 | 0 | 14.1054 | 5.3568e-301 | 0 | 0 | 0 | 0 | 5.3568e-301 | 0 | 0 | 0
14.1174 | 1.5605e-303 | 0 | 0 | 0 | 0 | 1.5605e-303 | 0 | 0 | 0 | 14.1174 | 1.5605e-303 | 0 | 0 | 0 | 0 | 1.5605e-303 | 0 | 0 | 0
14.1295 | 4.4575e-306 | 0 | 0 | 0 | 0 | 4.4575e-306 | 0 | 0 | 0 | 14.1295 | 4.4575e-306 | 0 | 0 | 0 | 0 | 4.4575e-306 | 0 | 0 | 0
14.1416 | 1.2485e-308 | 0 | 0 | 0 | 0 | 1.2485e-308 | 0 | 0 | 0 | 14.1416 | 1.2485e-308 | 0 | 0 | 0 | 0 | 1.2485e-308 | 0 | 0 | 0
14.1537 | 3.429e-311 | 0 | 0 | 0 | 0 | 3.429e-311 | 0 | 0 | 0 | 14.1537 | 3.429e-311 | 0 | 0 | 0 | 0 | 3.429e-311 | 0 | 0 | 0
14.1658 | 9.2358e-314 | 0 | 0 | 0 | 0 | 9.2358e-314 | 0 | 0 | 0 | 14.1658 | 9.2358e-314 | 0 | 0 | 0 | 0 | 9.2358e-314 | 0 | 0 | 0
14.1779 | 2.4396e-316 | 0 | 0 | 0 | 0 | 2.4396e-316 | 0 | 0 | 0 | 14.1779 | 2.4396e-316 | 0 | 0 | 0 | 0 | 2.4396e-316 | 0 | 0 | 0
14.19 | 6.3199e-319 | 0 | 0 | 0 | 0 | 6.3199e-319 | 0 | 0 | 0 | 14.19 | 6.3199e-319 | 0 | 0 | 0 | 0 | 6.3199e-319 | 0 | 0 | 0
14.2021 | 1.6107e-321 | 0 | 0 | 0 | 0 | 1.6107e-321 | 0 | 0 | 0 | 14.2021 | 1.6107e-321 | 0 | 0 | 0 | 0 | 1.6107e-321 | 0 | 0 | 0
14.2141 | 0 | 0 | 0 | 0 | 0 | 0 | 0 | 0 | 0 | 14.2141 | 0 | 0 | 0 | 0 | 0 | 0 | 0 | 0 | 0
14.2262 | 0 | 0 | 0 | 0 | 0 | 0 | 0 | 0 | 0 | 14.2262 | 0 | 0 | 0 | 0 | 0 | 0 | 0 | 0 | 0
14.2383 | 0 | 0 | 0 | 0 | 0 | 0 | 0 | 0 | 0 | 14.2383 | 0 | 0 | 0 | 0 | 0 | 0 | 0 | 0 | 0
14.2504 | 0 | 0 | 0 | 0 | 0 | 0 | 0 | 0 | 0 | 14.2504 | 0 | 0 | 0 | 0 | 0 | 0 | 0 | 0 | 0
14.2625 | 0 | 0 | 0 | 0 | 0 | 0 | 0 | 0 | 0 | 14.2625 | 0 | 0 | 0 | 0 | 0 | 0 | 0 | 0 | 0
14.2746 | 0 | 0 | 0 | 0 | 0 | 0 | 0 | 0 | 0 | 14.2746 | 0 | 0 | 0 | 0 | 0 | 0 | 0 | 0 | 0
14.2867 | 0 | 0 | 0 | 0 | 0 | 0 | 0 | 0 | 0 | 14.2867 | 0 | 0 | 0 | 0 | 0 | 0 | 0 | 0 | 0
14.2987 | 0 | 0 | 0 | 0 | 0 | 0 | 0 | 0 | 0 | 14.2987 | 0 | 0 | 0 | 0 | 0 | 0 | 0 | 0 | 0
14.3108 | 0 | 0 | 0 | 0 | 0 | 0 | 0 | 0 | 0 | 14.3108 | 0 | 0 | 0 | 0 | 0 | 0 | 0 | 0 | 0
14.3229 | 0 | 0 | 0 | 0 | 0 | 0 | 0 | 0 | 0 | 14.3229 | 0 | 0 | 0 | 0 | 0 | 0 | 0 | 0 | 0
14.335 | 0 | 0 | 0 | 0 | 0 | 0 | 0 | 0 | 0 | 14.335 | 0 | 0 | 0 | 0 | 0 | 0 | 0 | 0 | 0
14.3471 | 0 | 0 | 0 | 0 | 0 | 0 | 0 | 0 | 0 | 14.3471 | 0 | 0 | 0 | 0 | 0 | 0 | 0 | 0 | 0
14.3592 | 0 | 0 | 0 | 0 | 0 | 0 | 0 | 0 | 0 | 14.3592 | 0 | 0 | 0 | 0 | 0 | 0 | 0 | 0 | 0
14.3713 | 0 | 0 | 0 | 0 | 0 | 0 | 0 | 0 | 0 | 14.3713 | 0 | 0 | 0 | 0 | 0 | 0 | 0 | 0 | 0
14.3834 | 0 | 0 | 0 | 0 | 0 | 0 | 0 | 0 | 0 | 14.3834 | 0 | 0 | 0 | 0 | 0 | 0 | 0 | 0 | 0
14.3954 | 0 | 0 | 0 | 0 | 0 | 0 | 0 | 0 | 0 | 14.3954 | 0 | 0 | 0 | 0 | 0 | 0 | 0 | 0 | 0
14.4075 | 0 | 0 | 0 | 0 | 0 | 0 | 0 | 0 | 0 | 14.4075 | 0 | 0 | 0 | 0 | 0 | 0 | 0 | 0 | 0
14.4196 | 0 | 0 | 0 | 0 | 0 | 0 | 0 | 0 | 0 | 14.4196 | 0 | 0 | 0 | 0 | 0 | 0 | 0 | 0 | 0
14.4317 | 0 | 0 | 0 | 0 | 0 | 0 | 0 | 0 | 0 | 14.4317 | 0 | 0 | 0 | 0 | 0 | 0 | 0 | 0 | 0
14.4438 | 0 | 0 | 0 | 0 | 0 | 0 | 0 | 0 | 0 | 14.4438 | 0 | 0 | 0 | 0 | 0 | 0 | 0 | 0 | 0
14.4559 | 0 | 0 | 0 | 0 | 0 | 0 | 0 | 0 | 0 | 14.4559 | 0 | 0 | 0 | 0 | 0 | 0 | 0 | 0 | 0
14.468 | 0 | 0 | 0 | 0 | 0 | 0 | 0 | 0 | 0 | 14.468 | 0 | 0 | 0 | 0 | 0 | 0 | 0 | 0 | 0
14.4801 | 0 | 0 | 0 | 0 | 0 | 0 | 0 | 0 | 0 | 14.4801 | 0 | 0 | 0 | 0 | 0 | 0 | 0 | 0 | 0
14.4921 | 0 | 0 | 0 | 0 | 0 | 0 | 0 | 0 | 0 | 14.4921 | 0 | 0 | 0 | 0 | 0 | 0 | 0 | 0 | 0
14.5042 | 0 | 0 | 0 | 0 | 0 | 0 | 0 | 0 | 0 | 14.5042 | 0 | 0 | 0 | 0 | 0 | 0 | 0 | 0 | 0
14.5163 | 0 | 0 | 0 | 0 | 0 | 0 | 0 | 0 | 0 | 14.5163 | 0 | 0 | 0 | 0 | 0 | 0 | 0 | 0 | 0
14.5284 | 0 | 0 | 0 | 0 | 0 | 0 | 0 | 0 | 0 | 14.5284 | 0 | 0 | 0 | 0 | 0 | 0 | 0 | 0 | 0
14.5405 | 0 | 0 | 0 | 0 | 0 | 0 | 0 | 0 | 0 | 14.5405 | 0 | 0 | 0 | 0 | 0 | 0 | 0 | 0 | 0
14.5526 | 4.9407e-323 | 0 | 0 | 0 | 0 | 0 | 4.9407e-323 | 0 | 0 | 14.5526 | 4.9407e-323 | 0 | 0 | 0 | 0 | 0 | 4.9407e-323 | 0 | 0
14.5647 | 2.539e-320 | 0 | 0 | 0 | 0 | 0 | 2.539e-320 | 0 | 0 | 14.5647 | 2.539e-320 | 0 | 0 | 0 | 0 | 0 | 2.539e-320 | 0 | 0
14.5767 | 8.5449e-318 | 0 | 0 | 0 | 0 | 0 | 8.5449e-318 | 0 | 0 | 14.5767 | 8.5449e-318 | 0 | 0 | 0 | 0 | 0 | 8.5449e-318 | 0 | 0
14.5888 | 2.7964e-315 | 0 | 0 | 0 | 0 | 0 | 2.7964e-315 | 0 | 0 | 14.5888 | 2.7964e-315 | 0 | 0 | 0 | 0 | 0 | 2.7964e-315 | 0 | 0
14.6009 | 8.8985e-313 | 0 | 0 | 0 | 0 | 0 | 8.8985e-313 | 0 | 0 | 14.6009 | 8.8985e-313 | 0 | 0 | 0 | 0 | 0 | 8.8985e-313 | 0 | 0
14.613 | 2.7537e-310 | 0 | 0 | 0 | 0 | 0 | 2.7537e-310 | 0 | 0 | 14.613 | 2.7537e-310 | 0 | 0 | 0 | 0 | 0 | 2.7537e-310 | 0 | 0
14.6251 | 8.2871e-308 | 0 | 0 | 0 | 0 | 0 | 8.2871e-308 | 0 | 0 | 14.6251 | 8.2871e-308 | 0 | 0 | 0 | 0 | 0 | 8.2871e-308 | 0 | 0
14.6372 | 2.4256e-305 | 0 | 0 | 0 | 0 | 0 | 2.4256e-305 | 0 | 0 | 14.6372 | 2.4256e-305 | 0 | 0 | 0 | 0 | 0 | 2.4256e-305 | 0 | 0
14.6493 | 6.9056e-303 | 0 | 0 | 0 | 0 | 0 | 6.9056e-303 | 0 | 0 | 14.6493 | 6.9056e-303 | 0 | 0 | 0 | 0 | 0 | 6.9056e-303 | 0 | 0
14.6614 | 1.9124e-300 | 0 | 0 | 0 | 0 | 0 | 1.9124e-300 | 0 | 0 | 14.6614 | 1.9124e-300 | 0 | 0 | 0 | 0 | 0 | 1.9124e-300 | 0 | 0
14.6734 | 5.1518e-298 | 0 | 0 | 0 | 0 | 0 | 5.1518e-298 | 0 | 0 | 14.6734 | 5.1518e-298 | 0 | 0 | 0 | 0 | 0 | 5.1518e-298 | 0 | 0
14.6855 | 1.3502e-295 | 0 | 0 | 0 | 0 | 0 | 1.3502e-295 | 0 | 0 | 14.6855 | 1.3502e-295 | 0 | 0 | 0 | 0 | 0 | 1.3502e-295 | 0 | 0
14.6976 | 3.4427e-293 | 0 | 0 | 0 | 0 | 0 | 3.4427e-293 | 0 | 0 | 14.6976 | 3.4427e-293 | 0 | 0 | 0 | 0 | 0 | 3.4427e-293 | 0 | 0
14.7097 | 8.5413e-291 | 0 | 0 | 0 | 0 | 0 | 8.5413e-291 | 0 | 0 | 14.7097 | 8.5413e-291 | 0 | 0 | 0 | 0 | 0 | 8.5413e-291 | 0 | 0
14.7218 | 2.0619e-288 | 0 | 0 | 0 | 0 | 0 | 2.0619e-288 | 0 | 0 | 14.7218 | 2.0619e-288 | 0 | 0 | 0 | 0 | 0 | 2.0619e-288 | 0 | 0
14.7339 | 4.8439e-286 | 0 | 0 | 0 | 0 | 0 | 4.8439e-286 | 0 | 0 | 14.7339 | 4.8439e-286 | 0 | 0 | 0 | 0 | 0 | 4.8439e-286 | 0 | 0
14.746 | 1.1074e-283 | 0 | 0 | 0 | 0 | 0 | 1.1074e-283 | 0 | 0 | 14.746 | 1.1074e-283 | 0 | 0 | 0 | 0 | 0 | 1.1074e-283 | 0 | 0
14.7581 | 2.464e-281 | 0 | 0 | 0 | 0 | 0 | 2.464e-281 | 0 | 0 | 14.7581 | 2.464e-281 | 0 | 0 | 0 | 0 | 0 | 2.464e-281 | 0 | 0
14.7701 | 5.3362e-279 | 0 | 0 | 0 | 0 | 0 | 5.3362e-279 | 0 | 0 | 14.7701 | 5.3362e-279 | 0 | 0 | 0 | 0 | 0 | 5.3362e-279 | 0 | 0
14.7822 | 1.1249e-276 | 0 | 0 | 0 | 0 | 0 | 1.1249e-276 | 0 | 0 | 14.7822 | 1.1249e-276 | 0 | 0 | 0 | 0 | 0 | 1.1249e-276 | 0 | 0
14.7943 | 2.3082e-274 | 0 | 0 | 0 | 0 | 0 | 2.3082e-274 | 0 | 0 | 14.7943 | 2.3082e-274 | 0 | 0 | 0 | 0 | 0 | 2.3082e-274 | 0 | 0
14.8064 | 4.611e-272 | 0 | 0 | 0 | 0 | 0 | 4.611e-272 | 0 | 0 | 14.8064 | 4.611e-272 | 0 | 0 | 0 | 0 | 0 | 4.611e-272 | 0 | 0
14.8185 | 8.9677e-270 | 0 | 0 | 0 | 0 | 0 | 8.9677e-270 | 0 | 0 | 14.8185 | 8.9677e-270 | 0 | 0 | 0 | 0 | 0 | 8.9677e-270 | 0 | 0
14.8306 | 1.6981e-267 | 0 | 0 | 0 | 0 | 0 | 1.6981e-267 | 0 | 0 | 14.8306 | 1.6981e-267 | 0 | 0 | 0 | 0 | 0 | 1.6981e-267 | 0 | 0
14.8427 | 3.1309e-265 | 0 | 0 | 0 | 0 | 0 | 3.1309e-265 | 0 | 0 | 14.8427 | 3.1309e-265 | 0 | 0 | 0 | 0 | 0 | 3.1309e-265 | 0 | 0
14.8547 | 5.6211e-263 | 0 | 0 | 0 | 0 | 0 | 5.6211e-263 | 0 | 0 | 14.8547 | 5.6211e-263 | 0 | 0 | 0 | 0 | 0 | 5.6211e-263 | 0 | 0
14.8668 | 9.8277e-261 | 0 | 0 | 0 | 0 | 0 | 9.8277e-261 | 0 | 0 | 14.8668 | 9.8277e-261 | 0 | 0 | 0 | 0 | 0 | 9.8277e-261 | 0 | 0
14.8789 | 1.6734e-258 | 0 | 0 | 0 | 0 | 0 | 1.6734e-258 | 0 | 0 | 14.8789 | 1.6734e-258 | 0 | 0 | 0 | 0 | 0 | 1.6734e-258 | 0 | 0
14.891 | 2.7751e-256 | 0 | 0 | 0 | 0 | 0 | 2.7751e-256 | 0 | 0 | 14.891 | 2.7751e-256 | 0 | 0 | 0 | 0 | 0 | 2.7751e-256 | 0 | 0
14.9031 | 4.4825e-254 | 0 | 0 | 0 | 0 | 0 | 4.4825e-254 | 0 | 0 | 14.9031 | 4.4825e-254 | 0 | 0 | 0 | 0 | 0 | 4.4825e-254 | 0 | 0
14.9152 | 7.0527e-252 | 0 | 0 | 0 | 0 | 0 | 7.0527e-252 | 0 | 0 | 14.9152 | 7.0527e-252 | 0 | 0 | 0 | 0 | 0 | 7.0527e-252 | 0 | 0
14.9273 | 1.081e-249 | 0 | 0 | 0 | 0 | 0 | 1.081e-249 | 0 | 0 | 14.9273 | 1.081e-249 | 0 | 0 | 0 | 0 | 0 | 1.081e-249 | 0 | 0
14.9394 | 1.614e-247 | 0 | 0 | 0 | 0 | 0 | 1.614e-247 | 0 | 0 | 14.9394 | 1.614e-247 | 0 | 0 | 0 | 0 | 0 | 1.614e-247 | 0 | 0
14.9514 | 2.3479e-245 | 0 | 0 | 0 | 0 | 0 | 2.3479e-245 | 0 | 0 | 14.9514 | 2.3479e-245 | 0 | 0 | 0 | 0 | 0 | 2.3479e-245 | 0 | 0
14.9635 | 3.3278e-243 | 0 | 0 | 0 | 0 | 0 | 3.3278e-243 | 0 | 0 | 14.9635 | 3.3278e-243 | 0 | 0 | 0 | 0 | 0 | 3.3278e-243 | 0 | 0
14.9756 | 4.5959e-241 | 0 | 0 | 0 | 0 | 0 | 4.5959e-241 | 0 | 0 | 14.9756 | 4.5959e-241 | 0 | 0 | 0 | 0 | 0 | 4.5959e-241 | 0 | 0
14.9877 | 6.1849e-239 | 0 | 0 | 0 | 0 | 0 | 6.1849e-239 | 0 | 0 | 14.9877 | 6.1849e-239 | 0 | 0 | 0 | 0 | 0 | 6.1849e-239 | 0 | 0
14.9998 | 8.1111e-237 | 0 | 0 | 0 | 0 | 0 | 8.1111e-237 | 0 | 0 | 14.9998 | 8.1111e-237 | 0 | 0 | 0 | 0 | 0 | 8.1111e-237 | 0 | 0
15.0119 | 1.0367e-234 | 0 | 0 | 0 | 0 | 0 | 1.0367e-234 | 0 | 0 | 15.0119 | 1.0367e-234 | 0 | 0 | 0 | 0 | 0 | 1.0367e-234 | 0 | 0
15.024 | 1.2913e-232 | 0 | 0 | 0 | 0 | 0 | 1.2913e-232 | 0 | 0 | 15.024 | 1.2913e-232 | 0 | 0 | 0 | 0 | 0 | 1.2913e-232 | 0 | 0
15.036 | 1.5678e-230 | 0 | 0 | 0 | 0 | 0 | 1.5678e-230 | 0 | 0 | 15.036 | 1.5678e-230 | 0 | 0 | 0 | 0 | 0 | 1.5678e-230 | 0 | 0
15.0481 | 1.8555e-228 | 0 | 0 | 0 | 0 | 0 | 1.8555e-228 | 0 | 0 | 15.0481 | 1.8555e-228 | 0 | 0 | 0 | 0 | 0 | 1.8555e-228 | 0 | 0
15.0602 | 2.1406e-226 | 0 | 0 | 0 | 0 | 0 | 2.1406e-226 | 0 | 0 | 15.0602 | 2.1406e-226 | 0 | 0 | 0 | 0 | 0 | 2.1406e-226 | 0 | 0
15.0723 | 2.4074e-224 | 0 | 0 | 0 | 0 | 0 | 2.4074e-224 | 0 | 0 | 15.0723 | 2.4074e-224 | 0 | 0 | 0 | 0 | 0 | 2.4074e-224 | 0 | 0
15.0844 | 2.6396e-222 | 0 | 0 | 0 | 0 | 0 | 2.6396e-222 | 0 | 0 | 15.0844 | 2.6396e-222 | 0 | 0 | 0 | 0 | 0 | 2.6396e-222 | 0 | 0
15.0965 | 2.8218e-220 | 0 | 0 | 0 | 0 | 0 | 2.8218e-220 | 0 | 0 | 15.0965 | 2.8218e-220 | 0 | 0 | 0 | 0 | 0 | 2.8218e-220 | 0 | 0
15.1086 | 2.9412e-218 | 0 | 0 | 0 | 0 | 0 | 2.9412e-218 | 0 | 0 | 15.1086 | 2.9412e-218 | 0 | 0 | 0 | 0 | 0 | 2.9412e-218 | 0 | 0
15.1207 | 2.9895e-216 | 0 | 0 | 0 | 0 | 0 | 2.9895e-216 | 0 | 0 | 15.1207 | 2.9895e-216 | 0 | 0 | 0 | 0 | 0 | 2.9895e-216 | 0 | 0
15.1327 | 2.963e-214 | 0 | 0 | 0 | 0 | 0 | 2.963e-214 | 0 | 0 | 15.1327 | 2.963e-214 | 0 | 0 | 0 | 0 | 0 | 2.963e-214 | 0 | 0
15.1448 | 2.864e-212 | 0 | 0 | 0 | 0 | 0 | 2.864e-212 | 0 | 0 | 15.1448 | 2.864e-212 | 0 | 0 | 0 | 0 | 0 | 2.864e-212 | 0 | 0
15.1569 | 2.6999e-210 | 0 | 0 | 0 | 0 | 0 | 2.6999e-210 | 0 | 0 | 15.1569 | 2.6999e-210 | 0 | 0 | 0 | 0 | 0 | 2.6999e-210 | 0 | 0
15.169 | 2.4824e-208 | 0 | 0 | 0 | 0 | 0 | 2.4824e-208 | 0 | 0 | 15.169 | 2.4824e-208 | 0 | 0 | 0 | 0 | 0 | 2.4824e-208 | 0 | 0
15.1811 | 2.2263e-206 | 0 | 0 | 0 | 0 | 0 | 2.2263e-206 | 0 | 0 | 15.1811 | 2.2263e-206 | 0 | 0 | 0 | 0 | 0 | 2.2263e-206 | 0 | 0
15.1932 | 1.9476e-204 | 0 | 0 | 0 | 0 | 0 | 1.9476e-204 | 0 | 0 | 15.1932 | 1.9476e-204 | 0 | 0 | 0 | 0 | 0 | 1.9476e-204 | 0 | 0
15.2053 | 1.6621e-202 | 0 | 0 | 0 | 0 | 0 | 1.6621e-202 | 1.1759e-321 | 0 | 15.2053 | 1.6621e-202 | 0 | 0 | 0 | 0 | 0 | 1.6621e-202 | 1.1759e-321 | 0
15.2174 | 1.3838e-200 | 0 | 0 | 0 | 0 | 0 | 1.3838e-200 | 3.143e-319 | 0 | 15.2174 | 1.3838e-200 | 0 | 0 | 0 | 0 | 0 | 1.3838e-200 | 3.143e-319 | 0
15.2294 | 1.124e-198 | 0 | 0 | 0 | 0 | 0 | 1.124e-198 | 8.1709e-317 | 0 | 15.2294 | 1.124e-198 | 0 | 0 | 0 | 0 | 0 | 1.124e-198 | 8.1709e-317 | 0
15.2415 | 8.9074e-197 | 0 | 0 | 0 | 0 | 0 | 8.9074e-197 | 2.0702e-314 | 0 | 15.2415 | 8.9074e-197 | 0 | 0 | 0 | 0 | 0 | 8.9074e-197 | 2.0702e-314 | 0
15.2536 | 6.8879e-195 | 0 | 0 | 0 | 0 | 0 | 6.8879e-195 | 5.1121e-312 | 0 | 15.2536 | 6.8879e-195 | 0 | 0 | 0 | 0 | 0 | 6.8879e-195 | 5.1121e-312 | 0
15.2657 | 5.1974e-193 | 0 | 0 | 0 | 0 | 0 | 5.1974e-193 | 1.2305e-309 | 0 | 15.2657 | 5.1974e-193 | 0 | 0 | 0 | 0 | 0 | 5.1974e-193 | 1.2305e-309 | 0
15.2778 | 3.8271e-191 | 0 | 0 | 0 | 0 | 0 | 3.8271e-191 | 2.8871e-307 | 0 | 15.2778 | 3.8271e-191 | 0 | 0 | 0 | 0 | 0 | 3.8271e-191 | 2.8871e-307 | 0
15.2899 | 2.7502e-189 | 0 | 0 | 0 | 0 | 0 | 2.7502e-189 | 6.6039e-305 | 0 | 15.2899 | 2.7502e-189 | 0 | 0 | 0 | 0 | 0 | 2.7502e-189 | 6.6039e-305 | 0
15.302 | 1.9288e-187 | 0 | 0 | 0 | 0 | 0 | 1.9288e-187 | 1.4726e-302 | 0 | 15.302 | 1.9288e-187 | 0 | 0 | 0 | 0 | 0 | 1.9288e-187 | 1.4726e-302 | 0
15.314 | 1.3203e-185 | 0 | 0 | 0 | 0 | 0 | 1.3203e-185 | 3.2017e-300 | 0 | 15.314 | 1.3203e-185 | 0 | 0 | 0 | 0 | 0 | 1.3203e-185 | 3.2017e-300 | 0
15.3261 | 8.8217e-184 | 0 | 0 | 0 | 0 | 0 | 8.8217e-184 | 6.787e-298 | 0 | 15.3261 | 8.8217e-184 | 0 | 0 | 0 | 0 | 0 | 8.8217e-184 | 6.787e-298 | 0
15.3382 | 5.7536e-182 | 0 | 0 | 0 | 0 | 0 | 5.7536e-182 | 1.4029e-295 | 0 | 15.3382 | 5.7536e-182 | 0 | 0 | 0 | 0 | 0 | 5.7536e-182 | 1.4029e-295 | 0
15.3503 | 3.6632e-180 | 0 | 0 | 0 | 0 | 0 | 3.6632e-180 | 2.8277e-293 | 0 | 15.3503 | 3.6632e-180 | 0 | 0 | 0 | 0 | 0 | 3.6632e-180 | 2.8277e-293 | 0
15.3624 | 2.2769e-178 | 0 | 0 | 0 | 0 | 0 | 2.2769e-178 | 5.5584e-291 | 0 | 15.3624 | 2.2769e-178 | 0 | 0 | 0 | 0 | 0 | 2.2769e-178 | 5.5584e-291 | 0
15.3745 | 1.3817e-176 | 0 | 0 | 0 | 0 | 0 | 1.3817e-176 | 1.0656e-288 | 0 | 15.3745 | 1.3817e-176 | 0 | 0 | 0 | 0 | 0 | 1.3817e-176 | 1.0656e-288 | 0
15.3866 | 8.1862e-175 | 0 | 0 | 0 | 0 | 0 | 8.1862e-175 | 1.9923e-286 | 0 | 15.3866 | 8.1862e-175 | 0 | 0 | 0 | 0 | 0 | 8.1862e-175 | 1.9923e-286 | 0
15.3987 | 4.7358e-173 | 0 | 0 | 0 | 0 | 0 | 4.7358e-173 | 3.6333e-284 | 0 | 15.3987 | 4.7358e-173 | 0 | 0 | 0 | 0 | 0 | 4.7358e-173 | 3.6333e-284 | 0
15.4107 | 2.6752e-171 | 0 | 0 | 0 | 0 | 0 | 2.6752e-171 | 6.4631e-282 | 0 | 15.4107 | 2.6752e-171 | 0 | 0 | 0 | 0 | 0 | 2.6752e-171 | 6.4631e-282 | 0
15.4228 | 1.4757e-169 | 0 | 0 | 0 | 0 | 0 | 1.4757e-169 | 1.1215e-279 | 0 | 15.4228 | 1.4757e-169 | 0 | 0 | 0 | 0 | 0 | 1.4757e-169 | 1.1215e-279 | 0
15.4349 | 7.95e-168 | 0 | 0 | 0 | 0 | 0 | 7.95e-168 | 1.8985e-277 | 0 | 15.4349 | 7.95e-168 | 0 | 0 | 0 | 0 | 0 | 7.95e-168 | 1.8985e-277 | 0
15.447 | 4.1827e-166 | 0 | 0 | 0 | 0 | 0 | 4.1827e-166 | 3.1355e-275 | 0 | 15.447 | 4.1827e-166 | 0 | 0 | 0 | 0 | 0 | 4.1827e-166 | 3.1355e-275 | 0
15.4591 | 2.1493e-164 | 0 | 0 | 0 | 0 | 0 | 2.1493e-164 | 5.0523e-273 | 0 | 15.4591 | 2.1493e-164 | 0 | 0 | 0 | 0 | 0 | 2.1493e-164 | 5.0523e-273 | 0
15.4712 | 1.0787e-162 | 0 | 0 | 0 | 0 | 0 | 1.0787e-162 | 7.9432e-271 | 0 | 15.4712 | 1.0787e-162 | 0 | 0 | 0 | 0 | 0 | 1.0787e-162 | 7.9432e-271 | 0
15.4833 | 5.2886e-161 | 0 | 0 | 0 | 0 | 0 | 5.2886e-161 | 1.2186e-268 | 0 | 15.4833 | 5.2886e-161 | 0 | 0 | 0 | 0 | 0 | 5.2886e-161 | 1.2186e-268 | 0
15.4953 | 2.5328e-159 | 0 | 0 | 0 | 0 | 0 | 2.5328e-159 | 1.8242e-266 | 0 | 15.4953 | 2.5328e-159 | 0 | 0 | 0 | 0 | 0 | 2.5328e-159 | 1.8242e-266 | 0
15.5074 | 1.1849e-157 | 0 | 0 | 0 | 0 | 0 | 1.1849e-157 | 2.665e-264 | 0 | 15.5074 | 1.1849e-157 | 0 | 0 | 0 | 0 | 0 | 1.1849e-157 | 2.665e-264 | 0
15.5195 | 5.4159e-156 | 0 | 0 | 0 | 0 | 0 | 5.4159e-156 | 3.7997e-262 | 0 | 15.5195 | 5.4159e-156 | 0 | 0 | 0 | 0 | 0 | 5.4159e-156 | 3.7997e-262 | 0
15.5316 | 2.4185e-154 | 0 | 0 | 0 | 0 | 0 | 2.4185e-154 | 5.2874e-260 | 0 | 15.5316 | 2.4185e-154 | 0 | 0 | 0 | 0 | 0 | 2.4185e-154 | 5.2874e-260 | 0
15.5437 | 1.0552e-152 | 0 | 0 | 0 | 0 | 0 | 1.0552e-152 | 7.1815e-258 | 0 | 15.5437 | 1.0552e-152 | 0 | 0 | 0 | 0 | 0 | 1.0552e-152 | 7.1815e-258 | 0
15.5558 | 4.4986e-151 | 0 | 0 | 0 | 0 | 0 | 4.4986e-151 | 9.5209e-256 | 0 | 15.5558 | 4.4986e-151 | 0 | 0 | 0 | 0 | 0 | 4.4986e-151 | 9.5209e-256 | 0
15.5679 | 1.8741e-149 | 0 | 0 | 0 | 0 | 0 | 1.8741e-149 | 1.2321e-253 | 0 | 15.5679 | 1.8741e-149 | 0 | 0 | 0 | 0 | 0 | 1.8741e-149 | 1.2321e-253 | 0
15.58 | 7.6294e-148 | 0 | 0 | 0 | 0 | 0 | 7.6294e-148 | 1.5567e-251 | 0 | 15.58 | 7.6294e-148 | 0 | 0 | 0 | 0 | 0 | 7.6294e-148 | 1.5567e-251 | 0
15.592 | 3.0353e-146 | 0 | 0 | 0 | 0 | 0 | 3.0353e-146 | 1.92e-249 | 0 | 15.592 | 3.0353e-146 | 0 | 0 | 0 | 0 | 0 | 3.0353e-146 | 1.92e-249 | 0
15.6041 | 1.1802e-144 | 0 | 0 | 0 | 0 | 0 | 1.1802e-144 | 2.312e-247 | 0 | 15.6041 | 1.1802e-144 | 0 | 0 | 0 | 0 | 0 | 1.1802e-144 | 2.312e-247 | 0
15.6162 | 4.4851e-143 | 0 | 0 | 0 | 0 | 0 | 4.4851e-143 | 2.7183e-245 | 0 | 15.6162 | 4.4851e-143 | 0 | 0 | 0 | 0 | 0 | 4.4851e-143 | 2.7183e-245 | 0
15.6283 | 1.666e-141 | 0 | 0 | 0 | 0 | 0 | 1.666e-141 | 3.1207e-243 | 0 | 15.6283 | 1.666e-141 | 0 | 0 | 0 | 0 | 0 | 1.666e-141 | 3.1207e-243 | 0
15.6404 | 6.0489e-140 | 0 | 0 | 0 | 0 | 0 | 6.0489e-140 | 3.4984e-241 | 0 | 15.6404 | 6.0489e-140 | 0 | 0 | 0 | 0 | 0 | 6.0489e-140 | 3.4984e-241 | 0
15.6525 | 2.1469e-138 | 0 | 0 | 0 | 0 | 0 | 2.1469e-138 | 3.8298e-239 | 0 | 15.6525 | 2.1469e-138 | 0 | 0 | 0 | 0 | 0 | 2.1469e-138 | 3.8298e-239 | 0
15.6646 | 7.4491e-137 | 0 | 0 | 0 | 0 | 0 | 7.4491e-137 | 4.0945e-237 | 0 | 15.6646 | 7.4491e-137 | 0 | 0 | 0 | 0 | 0 | 7.4491e-137 | 4.0945e-237 | 0
15.6767 | 2.5268e-135 | 0 | 0 | 0 | 0 | 0 | 2.5268e-135 | 4.2753e-235 | 0 | 15.6767 | 2.5268e-135 | 0 | 0 | 0 | 0 | 0 | 2.5268e-135 | 4.2753e-235 | 0
15.6887 | 8.3798e-134 | 0 | 0 | 0 | 0 | 0 | 8.3798e-134 | 4.36e-233 | 0 | 15.6887 | 8.3798e-134 | 0 | 0 | 0 | 0 | 0 | 8.3798e-134 | 4.36e-233 | 0
15.7008 | 2.7172e-132 | 0 | 0 | 0 | 0 | 0 | 2.7172e-132 | 4.3431e-231 | 0 | 15.7008 | 2.7172e-132 | 0 | 0 | 0 | 0 | 0 | 2.7172e-132 | 4.3431e-231 | 0
15.7129 | 8.6149e-131 | 0 | 0 | 0 | 0 | 0 | 8.6149e-131 | 4.2259e-229 | 0 | 15.7129 | 8.6149e-131 | 0 | 0 | 0 | 0 | 0 | 8.6149e-131 | 4.2259e-229 | 0
15.725 | 2.6708e-129 | 0 | 0 | 0 | 0 | 0 | 2.6708e-129 | 4.0167e-227 | 0 | 15.725 | 2.6708e-129 | 0 | 0 | 0 | 0 | 0 | 2.6708e-129 | 4.0167e-227 | 0
15.7371 | 8.0971e-128 | 0 | 0 | 0 | 0 | 0 | 8.0971e-128 | 3.7297e-225 | 0 | 15.7371 | 8.0971e-128 | 0 | 0 | 0 | 0 | 0 | 8.0971e-128 | 3.7297e-225 | 0
15.7492 | 2.4006e-126 | 0 | 0 | 0 | 0 | 0 | 2.4006e-126 | 3.3834e-223 | 0 | 15.7492 | 2.4006e-126 | 0 | 0 | 0 | 0 | 0 | 2.4006e-126 | 3.3834e-223 | 0
15.7613 | 6.9607e-125 | 0 | 0 | 0 | 0 | 0 | 6.9607e-125 | 2.9988e-221 | 0 | 15.7613 | 6.9607e-125 | 0 | 0 | 0 | 0 | 0 | 6.9607e-125 | 2.9988e-221 | 0
15.7733 | 1.974e-123 | 0 | 0 | 0 | 0 | 0 | 1.974e-123 | 2.5969e-219 | 0 | 15.7733 | 1.974e-123 | 0 | 0 | 0 | 0 | 0 | 1.974e-123 | 2.5969e-219 | 0
15.7854 | 5.4752e-122 | 0 | 0 | 0 | 0 | 0 | 5.4752e-122 | 2.1974e-217 | 0 | 15.7854 | 5.4752e-122 | 0 | 0 | 0 | 0 | 0 | 5.4752e-122 | 2.1974e-217 | 0
15.7975 | 1.4855e-120 | 0 | 0 | 0 | 0 | 0 | 1.4855e-120 | 1.817e-215 | 0 | 15.7975 | 1.4855e-120 | 0 | 0 | 0 | 0 | 0 | 1.4855e-120 | 1.817e-215 | 0
15.8096 | 3.9423e-119 | 0 | 0 | 0 | 0 | 0 | 3.9423e-119 | 1.4682e-213 | 0 | 15.8096 | 3.9423e-119 | 0 | 0 | 0 | 0 | 0 | 3.9423e-119 | 1.4682e-213 | 0
15.8217 | 1.0235e-117 | 0 | 0 | 0 | 0 | 0 | 1.0235e-117 | 1.1594e-211 | 0 | 15.8217 | 1.0235e-117 | 0 | 0 | 0 | 0 | 0 | 1.0235e-117 | 1.1594e-211 | 0
15.8338 | 2.5994e-116 | 0 | 0 | 0 | 0 | 0 | 2.5994e-116 | 8.9475e-210 | 0 | 15.8338 | 2.5994e-116 | 0 | 0 | 0 | 0 | 0 | 2.5994e-116 | 8.9475e-210 | 0
15.8459 | 6.4588e-115 | 0 | 0 | 0 | 0 | 0 | 6.4588e-115 | 6.7492e-208 | 0 | 15.8459 | 6.4588e-115 | 0 | 0 | 0 | 0 | 0 | 6.4588e-115 | 6.7492e-208 | 0
15.858 | 1.5701e-113 | 0 | 0 | 0 | 0 | 0 | 1.5701e-113 | 4.976e-206 | 0 | 15.858 | 1.5701e-113 | 0 | 0 | 0 | 0 | 0 | 1.5701e-113 | 4.976e-206 | 0
15.87 | 3.7348e-112 | 0 | 0 | 0 | 0 | 0 | 3.7348e-112 | 3.5861e-204 | 0 | 15.87 | 3.7348e-112 | 0 | 0 | 0 | 0 | 0 | 3.7348e-112 | 3.5861e-204 | 0
15.8821 | 8.6923e-111 | 0 | 0 | 0 | 0 | 0 | 8.6923e-111 | 2.5264e-202 | 0 | 15.8821 | 8.6923e-111 | 0 | 0 | 0 | 0 | 0 | 8.6923e-111 | 2.5264e-202 | 0
15.8942 | 1.9796e-109 | 0 | 0 | 0 | 0 | 0 | 1.9796e-109 | 1.7399e-200 | 0 | 15.8942 | 1.9796e-109 | 0 | 0 | 0 | 0 | 0 | 1.9796e-109 | 1.7399e-200 | 0
15.9063 | 4.4119e-108 | 0 | 0 | 0 | 0 | 0 | 4.4119e-108 | 1.1715e-198 | 0 | 15.9063 | 4.4119e-108 | 0 | 0 | 0 | 0 | 0 | 4.4119e-108 | 1.1715e-198 | 0
15.9184 | 9.6225e-107 | 0 | 0 | 0 | 0 | 0 | 9.6225e-107 | 7.7114e-197 | 0 | 15.9184 | 9.6225e-107 | 0 | 0 | 0 | 0 | 0 | 9.6225e-107 | 7.7114e-197 | 0
15.9305 | 2.0539e-105 | 0 | 0 | 0 | 0 | 0 | 2.0539e-105 | 4.9632e-195 | 0 | 15.9305 | 2.0539e-105 | 0 | 0 | 0 | 0 | 0 | 2.0539e-105 | 4.9632e-195 | 0
15.9426 | 4.2909e-104 | 0 | 0 | 0 | 0 | 0 | 4.2909e-104 | 3.1234e-193 | 0 | 15.9426 | 4.2909e-104 | 0 | 0 | 0 | 0 | 0 | 4.2909e-104 | 3.1234e-193 | 0
15.9546 | 8.7738e-103 | 0 | 0 | 0 | 0 | 0 | 8.7738e-103 | 1.922e-191 | 0 | 15.9546 | 8.7738e-103 | 0 | 0 | 0 | 0 | 0 | 8.7738e-103 | 1.922e-191 | 0
15.9667 | 1.756e-101 | 0 | 0 | 0 | 0 | 0 | 1.756e-101 | 1.1566e-189 | 0 | 15.9667 | 1.756e-101 | 0 | 0 | 0 | 0 | 0 | 1.756e-101 | 1.1566e-189 | 0
15.9788 | 3.4403e-100 | 0 | 0 | 0 | 0 | 0 | 3.4403e-100 | 6.8062e-188 | 0 | 15.9788 | 3.4403e-100 | 0 | 0 | 0 | 0 | 0 | 3.4403e-100 | 6.8062e-188 | 0
15.9909 | 6.5979e-99 | 0 | 0 | 0 | 0 | 0 | 6.5979e-99 | 3.9171e-186 | 0 | 15.9909 | 6.5979e-99 | 0 | 0 | 0 | 0 | 0 | 6.5979e-99 | 3.9171e-186 | 0
16.003 | 1.2387e-97 | 0 | 0 | 0 | 0 | 0 | 1.2387e-97 | 2.2048e-184 | 0 | 16.003 | 1.2387e-97 | 0 | 0 | 0 | 0 | 0 | 1.2387e-97 | 2.2048e-184 | 0
16.0151 | 2.2769e-96 | 0 | 0 | 0 | 0 | 0 | 2.2769e-96 | 1.2138e-182 | 0 | 16.0151 | 2.2769e-96 | 0 | 0 | 0 | 0 | 0 | 2.2769e-96 | 1.2138e-182 | 0
16.0272 | 4.0974e-95 | 0 | 0 | 0 | 0 | 0 | 4.0974e-95 | 6.5366e-181 | 0 | 16.0272 | 4.0974e-95 | 0 | 0 | 0 | 0 | 0 | 4.0974e-95 | 6.5366e-181 | 0
16.0393 | 7.2194e-94 | 0 | 0 | 0 | 0 | 0 | 7.2194e-94 | 3.4431e-179 | 0 | 16.0393 | 7.2194e-94 | 0 | 0 | 0 | 0 | 0 | 7.2194e-94 | 3.4431e-179 | 0
16.0513 | 1.2455e-92 | 0 | 0 | 0 | 0 | 0 | 1.2455e-92 | 1.7742e-177 | 0 | 16.0513 | 1.2455e-92 | 0 | 0 | 0 | 0 | 0 | 1.2455e-92 | 1.7742e-177 | 0
16.0634 | 2.1041e-91 | 0 | 0 | 0 | 0 | 0 | 2.1041e-91 | 8.9434e-176 | 0 | 16.0634 | 2.1041e-91 | 0 | 0 | 0 | 0 | 0 | 2.1041e-91 | 8.9434e-176 | 0
16.0755 | 3.4807e-90 | 0 | 0 | 0 | 0 | 0 | 3.4807e-90 | 4.4106e-174 | 0 | 16.0755 | 3.4807e-90 | 0 | 0 | 0 | 0 | 0 | 3.4807e-90 | 4.4106e-174 | 0
16.0876 | 5.6387e-89 | 0 | 0 | 0 | 0 | 0 | 5.6387e-89 | 2.1281e-172 | 0 | 16.0876 | 5.6387e-89 | 0 | 0 | 0 | 0 | 0 | 5.6387e-89 | 2.1281e-172 | 0
16.0997 | 8.9458e-88 | 0 | 0 | 0 | 0 | 0 | 8.9458e-88 | 1.0046e-170 | 0 | 16.0997 | 8.9458e-88 | 0 | 0 | 0 | 0 | 0 | 8.9458e-88 | 1.0046e-170 | 0
16.1118 | 1.39e-86 | 0 | 0 | 0 | 0 | 0 | 1.39e-86 | 4.6406e-169 | 0 | 16.1118 | 1.39e-86 | 0 | 0 | 0 | 0 | 0 | 1.39e-86 | 4.6406e-169 | 0
16.1239 | 2.1153e-85 | 0 | 0 | 0 | 0 | 0 | 2.1153e-85 | 2.0976e-167 | 0 | 16.1239 | 2.1153e-85 | 0 | 0 | 0 | 0 | 0 | 2.1153e-85 | 2.0976e-167 | 0
16.136 | 3.1531e-84 | 0 | 0 | 0 | 0 | 0 | 3.1531e-84 | 9.2777e-166 | 0 | 16.136 | 3.1531e-84 | 0 | 0 | 0 | 0 | 0 | 3.1531e-84 | 9.2777e-166 | 0
16.148 | 4.6037e-83 | 0 | 0 | 0 | 0 | 0 | 4.6037e-83 | 4.0159e-164 | 0 | 16.148 | 4.6037e-83 | 0 | 0 | 0 | 0 | 0 | 4.6037e-83 | 4.0159e-164 | 0
16.1601 | 6.5843e-82 | 0 | 0 | 0 | 0 | 0 | 6.5843e-82 | 1.7012e-162 | 0 | 16.1601 | 6.5843e-82 | 0 | 0 | 0 | 0 | 0 | 6.5843e-82 | 1.7012e-162 | 0
16.1722 | 9.225e-81 | 0 | 0 | 0 | 0 | 0 | 9.225e-81 | 7.053e-161 | 0 | 16.1722 | 9.225e-81 | 0 | 0 | 0 | 0 | 0 | 9.225e-81 | 7.053e-161 | 0
16.1843 | 1.2662e-79 | 0 | 0 | 0 | 0 | 0 | 1.2662e-79 | 2.862e-159 | 0 | 16.1843 | 1.2662e-79 | 0 | 0 | 0 | 0 | 0 | 1.2662e-79 | 2.862e-159 | 0
16.1964 | 1.7026e-78 | 0 | 0 | 0 | 0 | 0 | 1.7026e-78 | 1.1367e-157 | 0 | 16.1964 | 1.7026e-78 | 0 | 0 | 0 | 0 | 0 | 1.7026e-78 | 1.1367e-157 | 0
16.2085 | 2.2431e-77 | 0 | 0 | 0 | 0 | 0 | 2.2431e-77 | 4.4195e-156 | 0 | 16.2085 | 2.2431e-77 | 0 | 0 | 0 | 0 | 0 | 2.2431e-77 | 4.4195e-156 | 0
16.2206 | 2.8954e-76 | 0 | 0 | 0 | 0 | 0 | 2.8954e-76 | 1.682e-154 | 0 | 16.2206 | 2.8954e-76 | 0 | 0 | 0 | 0 | 0 | 2.8954e-76 | 1.682e-154 | 0
16.2326 | 3.662e-75 | 0 | 0 | 0 | 0 | 0 | 3.662e-75 | 6.2664e-153 | 0 | 16.2326 | 3.662e-75 | 0 | 0 | 0 | 0 | 0 | 3.662e-75 | 6.2664e-153 | 0
16.2447 | 4.5385e-74 | 0 | 0 | 0 | 0 | 0 | 4.5385e-74 | 2.2856e-151 | 0 | 16.2447 | 4.5385e-74 | 0 | 0 | 0 | 0 | 0 | 4.5385e-74 | 2.2856e-151 | 0
16.2568 | 5.5117e-73 | 0 | 0 | 0 | 0 | 0 | 5.5117e-73 | 8.1617e-150 | 0 | 16.2568 | 5.5117e-73 | 0 | 0 | 0 | 0 | 0 | 5.5117e-73 | 8.1617e-150 | 0
16.2689 | 6.5596e-72 | 0 | 0 | 0 | 0 | 0 | 6.5596e-72 | 2.8535e-148 | 0 | 16.2689 | 6.5596e-72 | 0 | 0 | 0 | 0 | 0 | 6.5596e-72 | 2.8535e-148 | 0
16.281 | 7.6507e-71 | 0 | 0 | 0 | 0 | 0 | 7.6507e-71 | 9.7682e-147 | 0 | 16.281 | 7.6507e-71 | 0 | 0 | 0 | 0 | 0 | 7.6507e-71 | 9.7682e-147 | 0
16.2931 | 8.7452e-70 | 0 | 0 | 0 | 0 | 0 | 8.7452e-70 | 3.2742e-145 | 0 | 16.2931 | 8.7452e-70 | 0 | 0 | 0 | 0 | 0 | 8.7452e-70 | 3.2742e-145 | 0
16.3052 | 9.7974e-69 | 0 | 0 | 0 | 0 | 0 | 9.7974e-69 | 1.0747e-143 | 0 | 16.3052 | 9.7974e-69 | 0 | 0 | 0 | 0 | 0 | 9.7974e-69 | 1.0747e-143 | 0
16.3173 | 1.0758e-67 | 0 | 0 | 0 | 0 | 0 | 1.0758e-67 | 3.4543e-142 | 0 | 16.3173 | 1.0758e-67 | 0 | 0 | 0 | 0 | 0 | 1.0758e-67 | 3.4543e-142 | 0
16.3293 | 1.1579e-66 | 0 | 0 | 0 | 0 | 0 | 1.1579e-66 | 1.0873e-140 | 0 | 16.3293 | 1.1579e-66 | 0 | 0 | 0 | 0 | 0 | 1.1579e-66 | 1.0873e-140 | 0
16.3414 | 1.2216e-65 | 0 | 0 | 0 | 0 | 0 | 1.2216e-65 | 3.352e-139 | 0 | 16.3414 | 1.2216e-65 | 0 | 0 | 0 | 0 | 0 | 1.2216e-65 | 3.352e-139 | 0
16.3535 | 1.2634e-64 | 0 | 0 | 0 | 0 | 0 | 1.2634e-64 | 1.0121e-137 | 0 | 16.3535 | 1.2634e-64 | 0 | 0 | 0 | 0 | 0 | 1.2634e-64 | 1.0121e-137 | 0
16.3656 | 1.2809e-63 | 0 | 0 | 0 | 0 | 0 | 1.2809e-63 | 2.9928e-136 | 0 | 16.3656 | 1.2809e-63 | 0 | 0 | 0 | 0 | 0 | 1.2809e-63 | 2.9928e-136 | 0
16.3777 | 1.2732e-62 | 0 | 0 | 0 | 0 | 0 | 1.2732e-62 | 8.6689e-135 | 0 | 16.3777 | 1.2732e-62 | 0 | 0 | 0 | 0 | 0 | 1.2732e-62 | 8.6689e-135 | 0
16.3898 | 1.2407e-61 | 0 | 0 | 0 | 0 | 0 | 1.2407e-61 | 2.4596e-133 | 0 | 16.3898 | 1.2407e-61 | 0 | 0 | 0 | 0 | 0 | 1.2407e-61 | 2.4596e-133 | 0
16.4019 | 1.1854e-60 | 0 | 0 | 0 | 0 | 0 | 1.1854e-60 | 6.8361e-132 | 0 | 16.4019 | 1.1854e-60 | 0 | 0 | 0 | 0 | 0 | 1.1854e-60 | 6.8361e-132 | 0
16.4139 | 1.1104e-59 | 0 | 0 | 0 | 0 | 0 | 1.1104e-59 | 1.8613e-130 | 0 | 16.4139 | 1.1104e-59 | 0 | 0 | 0 | 0 | 0 | 1.1104e-59 | 1.8613e-130 | 0
16.426 | 1.0199e-58 | 0 | 0 | 0 | 0 | 0 | 1.0199e-58 | 4.9647e-129 | 0 | 16.426 | 1.0199e-58 | 0 | 0 | 0 | 0 | 0 | 1.0199e-58 | 4.9647e-129 | 0
16.4381 | 9.1864e-58 | 0 | 0 | 0 | 0 | 0 | 9.1864e-58 | 1.2974e-127 | 0 | 16.4381 | 9.1864e-58 | 0 | 0 | 0 | 0 | 0 | 9.1864e-58 | 1.2974e-127 | 0
16.4502 | 8.1136e-57 | 0 | 0 | 0 | 0 | 0 | 8.1136e-57 | 3.3219e-126 | 0 | 16.4502 | 8.1136e-57 | 0 | 0 | 0 | 0 | 0 | 8.1136e-57 | 3.3219e-126 | 0
16.4623 | 7.0275e-56 | 0 | 0 | 0 | 0 | 0 | 7.0275e-56 | 8.3334e-125 | 0 | 16.4623 | 7.0275e-56 | 0 | 0 | 0 | 0 | 0 | 7.0275e-56 | 8.3334e-125 | 0
16.4744 | 5.9694e-55 | 0 | 0 | 0 | 0 | 0 | 5.9694e-55 | 2.0484e-123 | 0 | 16.4744 | 5.9694e-55 | 0 | 0 | 0 | 0 | 0 | 5.9694e-55 | 2.0484e-123 | 0
16.4865 | 4.9729e-54 | 0 | 0 | 0 | 0 | 0 | 4.9729e-54 | 4.934e-122 | 0 | 16.4865 | 4.9729e-54 | 0 | 0 | 0 | 0 | 0 | 4.9729e-54 | 4.934e-122 | 0
16.4986 | 4.0631e-53 | 0 | 0 | 0 | 0 | 0 | 4.0631e-53 | 1.1646e-120 | 0 | 16.4986 | 4.0631e-53 | 0 | 0 | 0 | 0 | 0 | 4.0631e-53 | 1.1646e-120 | 0
16.5106 | 3.2561e-52 | 0 | 0 | 0 | 0 | 0 | 3.2561e-52 | 2.6938e-119 | 0 | 16.5106 | 3.2561e-52 | 0 | 0 | 0 | 0 | 0 | 3.2561e-52 | 2.6938e-119 | 0
16.5227 | 2.5595e-51 | 0 | 0 | 0 | 0 | 0 | 2.5595e-51 | 6.1066e-118 | 0 | 16.5227 | 2.5595e-51 | 0 | 0 | 0 | 0 | 0 | 2.5595e-51 | 6.1066e-118 | 0
16.5348 | 1.9735e-50 | 0 | 0 | 0 | 0 | 0 | 1.9735e-50 | 1.3567e-116 | 0 | 16.5348 | 1.9735e-50 | 0 | 0 | 0 | 0 | 0 | 1.9735e-50 | 1.3567e-116 | 0
16.5469 | 1.4927e-49 | 0 | 0 | 0 | 0 | 0 | 1.4927e-49 | 2.9542e-115 | 0 | 16.5469 | 1.4927e-49 | 0 | 0 | 0 | 0 | 0 | 1.4927e-49 | 2.9542e-115 | 0
16.559 | 1.1076e-48 | 0 | 0 | 0 | 0 | 0 | 1.1076e-48 | 6.3051e-114 | 0 | 16.559 | 1.1076e-48 | 0 | 0 | 0 | 0 | 0 | 1.1076e-48 | 6.3051e-114 | 0
16.5711 | 8.062e-48 | 0 | 0 | 0 | 0 | 0 | 8.062e-48 | 1.319e-112 | 0 | 16.5711 | 8.062e-48 | 0 | 0 | 0 | 0 | 0 | 8.062e-48 | 1.319e-112 | 0
16.5832 | 5.7574e-47 | 0 | 0 | 0 | 0 | 0 | 5.7574e-47 | 2.7049e-111 | 0 | 16.5832 | 5.7574e-47 | 0 | 0 | 0 | 0 | 0 | 5.7574e-47 | 2.7049e-111 | 0
16.5953 | 4.0339e-46 | 0 | 0 | 0 | 0 | 0 | 4.0339e-46 | 5.4375e-110 | 0 | 16.5953 | 4.0339e-46 | 0 | 0 | 0 | 0 | 0 | 4.0339e-46 | 5.4375e-110 | 0
16.6073 | 2.7731e-45 | 0 | 0 | 0 | 0 | 0 | 2.7731e-45 | 1.0715e-108 | 0 | 16.6073 | 2.7731e-45 | 0 | 0 | 0 | 0 | 0 | 2.7731e-45 | 1.0715e-108 | 0
16.6194 | 1.8705e-44 | 0 | 0 | 0 | 0 | 0 | 1.8705e-44 | 2.0702e-107 | 0 | 16.6194 | 1.8705e-44 | 0 | 0 | 0 | 0 | 0 | 1.8705e-44 | 2.0702e-107 | 0
16.6315 | 1.238e-43 | 0 | 0 | 0 | 0 | 0 | 1.238e-43 | 3.9212e-106 | 0 | 16.6315 | 1.238e-43 | 0 | 0 | 0 | 0 | 0 | 1.238e-43 | 3.9212e-106 | 0
16.6436 | 8.0404e-43 | 0 | 0 | 0 | 0 | 0 | 8.0404e-43 | 7.2821e-105 | 0 | 16.6436 | 8.0404e-43 | 0 | 0 | 0 | 0 | 0 | 8.0404e-43 | 7.2821e-105 | 0
16.6557 | 5.1245e-42 | 0 | 0 | 0 | 0 | 0 | 5.1245e-42 | 1.326e-103 | 0 | 16.6557 | 5.1245e-42 | 0 | 0 | 0 | 0 | 0 | 5.1245e-42 | 1.326e-103 | 0
16.6678 | 3.2051e-41 | 0 | 0 | 0 | 0 | 0 | 3.2051e-41 | 2.3675e-102 | 0 | 16.6678 | 3.2051e-41 | 0 | 0 | 0 | 0 | 0 | 3.2051e-41 | 2.3675e-102 | 0
16.6799 | 1.9674e-40 | 0 | 0 | 0 | 0 | 0 | 1.9674e-40 | 4.1448e-101 | 0 | 16.6799 | 1.9674e-40 | 0 | 0 | 0 | 0 | 0 | 1.9674e-40 | 4.1448e-101 | 0
16.6919 | 1.1852e-39 | 0 | 0 | 0 | 0 | 0 | 1.1852e-39 | 7.1159e-100 | 0 | 16.6919 | 1.1852e-39 | 0 | 0 | 0 | 0 | 0 | 1.1852e-39 | 7.1159e-100 | 0
16.704 | 7.0077e-39 | 0 | 0 | 0 | 0 | 0 | 7.0077e-39 | 1.198e-98 | 0 | 16.704 | 7.0077e-39 | 0 | 0 | 0 | 0 | 0 | 7.0077e-39 | 1.198e-98 | 0
16.7161 | 4.0668e-38 | 0 | 0 | 0 | 0 | 0 | 4.0668e-38 | 1.9781e-97 | 0 | 16.7161 | 4.0668e-38 | 0 | 0 | 0 | 0 | 0 | 4.0668e-38 | 1.9781e-97 | 0
16.7282 | 2.3166e-37 | 0 | 0 | 0 | 0 | 0 | 2.3166e-37 | 3.2032e-96 | 0 | 16.7282 | 2.3166e-37 | 0 | 0 | 0 | 0 | 0 | 2.3166e-37 | 3.2032e-96 | 0
16.7403 | 1.2953e-36 | 0 | 0 | 0 | 0 | 0 | 1.2953e-36 | 5.0874e-95 | 0 | 16.7403 | 1.2953e-36 | 0 | 0 | 0 | 0 | 0 | 1.2953e-36 | 5.0874e-95 | 0
16.7524 | 7.11e-36 | 0 | 0 | 0 | 0 | 0 | 7.11e-36 | 7.9249e-94 | 0 | 16.7524 | 7.11e-36 | 0 | 0 | 0 | 0 | 0 | 7.11e-36 | 7.9249e-94 | 0
16.7645 | 3.8311e-35 | 0 | 0 | 0 | 0 | 0 | 3.8311e-35 | 1.2109e-92 | 0 | 16.7645 | 3.8311e-35 | 0 | 0 | 0 | 0 | 0 | 3.8311e-35 | 1.2109e-92 | 0
16.7766 | 2.0265e-34 | 0 | 0 | 0 | 0 | 0 | 2.0265e-34 | 1.8149e-91 | 0 | 16.7766 | 2.0265e-34 | 0 | 0 | 0 | 0 | 0 | 2.0265e-34 | 1.8149e-91 | 0
16.7886 | 1.0524e-33 | 0 | 0 | 0 | 0 | 0 | 1.0524e-33 | 2.6682e-90 | 0 | 16.7886 | 1.0524e-33 | 0 | 0 | 0 | 0 | 0 | 1.0524e-33 | 2.6682e-90 | 0
16.8007 | 5.366e-33 | 0 | 0 | 0 | 0 | 0 | 5.366e-33 | 3.8483e-89 | 0 | 16.8007 | 5.366e-33 | 0 | 0 | 0 | 0 | 0 | 5.366e-33 | 3.8483e-89 | 0
16.8128 | 2.6863e-32 | 0 | 0 | 0 | 0 | 0 | 2.6863e-32 | 5.4451e-88 | 0 | 16.8128 | 2.6863e-32 | 0 | 0 | 0 | 0 | 0 | 2.6863e-32 | 5.4451e-88 | 0
16.8249 | 1.3204e-31 | 0 | 0 | 0 | 0 | 0 | 1.3204e-31 | 7.5585e-87 | 0 | 16.8249 | 1.3204e-31 | 0 | 0 | 0 | 0 | 0 | 1.3204e-31 | 7.5585e-87 | 0
16.837 | 6.3727e-31 | 0 | 0 | 0 | 0 | 0 | 6.3727e-31 | 1.0294e-85 | 0 | 16.837 | 6.3727e-31 | 0 | 0 | 0 | 0 | 0 | 6.3727e-31 | 1.0294e-85 | 0
16.8491 | 3.0202e-30 | 0 | 0 | 0 | 0 | 0 | 3.0202e-30 | 1.3755e-84 | 0 | 16.8491 | 3.0202e-30 | 0 | 0 | 0 | 0 | 0 | 3.0202e-30 | 1.3755e-84 | 0
16.8612 | 1.4056e-29 | 0 | 0 | 0 | 0 | 0 | 1.4056e-29 | 1.8034e-83 | 0 | 16.8612 | 1.4056e-29 | 0 | 0 | 0 | 0 | 0 | 1.4056e-29 | 1.8034e-83 | 0
16.8733 | 6.4237e-29 | 0 | 0 | 0 | 0 | 0 | 6.4237e-29 | 2.3201e-82 | 0 | 16.8733 | 6.4237e-29 | 0 | 0 | 0 | 0 | 0 | 6.4237e-29 | 2.3201e-82 | 0
16.8853 | 2.8831e-28 | 0 | 0 | 0 | 0 | 0 | 2.8831e-28 | 2.9289e-81 | 0 | 16.8853 | 2.8831e-28 | 0 | 0 | 0 | 0 | 0 | 2.8831e-28 | 2.9289e-81 | 0
16.8974 | 1.2709e-27 | 0 | 0 | 0 | 0 | 0 | 1.2709e-27 | 3.6284e-80 | 0 | 16.8974 | 1.2709e-27 | 0 | 0 | 0 | 0 | 0 | 1.2709e-27 | 3.6284e-80 | 0
16.9095 | 5.5019e-27 | 0 | 0 | 0 | 0 | 0 | 5.5019e-27 | 4.411e-79 | 0 | 16.9095 | 5.5019e-27 | 0 | 0 | 0 | 0 | 0 | 5.5019e-27 | 4.411e-79 | 0
16.9216 | 2.3394e-26 | 0 | 0 | 0 | 0 | 0 | 2.3394e-26 | 5.2627e-78 | 0 | 16.9216 | 2.3394e-26 | 0 | 0 | 0 | 0 | 0 | 2.3394e-26 | 5.2627e-78 | 0
16.9337 | 9.7704e-26 | 0 | 0 | 0 | 0 | 0 | 9.7704e-26 | 6.1623e-77 | 0 | 16.9337 | 9.7704e-26 | 0 | 0 | 0 | 0 | 0 | 9.7704e-26 | 6.1623e-77 | 0
16.9458 | 4.0081e-25 | 0 | 0 | 0 | 0 | 0 | 4.0081e-25 | 7.0818e-76 | 0 | 16.9458 | 4.0081e-25 | 0 | 0 | 0 | 0 | 0 | 4.0081e-25 | 7.0818e-76 | 0
16.9579 | 1.6151e-24 | 0 | 0 | 0 | 0 | 0 | 1.6151e-24 | 7.9881e-75 | 0 | 16.9579 | 1.6151e-24 | 0 | 0 | 0 | 0 | 0 | 1.6151e-24 | 7.9881e-75 | 0
16.9699 | 6.3934e-24 | 0 | 0 | 0 | 0 | 0 | 6.3934e-24 | 8.8441e-74 | 0 | 16.9699 | 6.3934e-24 | 0 | 0 | 0 | 0 | 0 | 6.3934e-24 | 8.8441e-74 | 0
16.982 | 2.4862e-23 | 0 | 0 | 0 | 0 | 0 | 2.4862e-23 | 9.6116e-73 | 0 | 16.982 | 2.4862e-23 | 0 | 0 | 0 | 0 | 0 | 2.4862e-23 | 9.6116e-73 | 0
16.9941 | 9.4977e-23 | 0 | 0 | 0 | 0 | 0 | 9.4977e-23 | 1.0254e-71 | 0 | 16.9941 | 9.4977e-23 | 0 | 0 | 0 | 0 | 0 | 9.4977e-23 | 1.0254e-71 | 0
17.0062 | 3.5646e-22 | 0 | 0 | 0 | 0 | 0 | 3.5646e-22 | 1.0738e-70 | 0 | 17.0062 | 3.5646e-22 | 0 | 0 | 0 | 0 | 0 | 3.5646e-22 | 1.0738e-70 | 0
17.0183 | 1.3144e-21 | 0 | 0 | 0 | 0 | 0 | 1.3144e-21 | 1.104e-69 | 0 | 17.0183 | 1.3144e-21 | 0 | 0 | 0 | 0 | 0 | 1.3144e-21 | 1.104e-69 | 0
17.0304 | 4.7619e-21 | 0 | 0 | 0 | 0 | 0 | 4.7619e-21 | 1.1142e-68 | 0 | 17.0304 | 4.7619e-21 | 0 | 0 | 0 | 0 | 0 | 4.7619e-21 | 1.1142e-68 | 0
17.0425 | 1.6951e-20 | 0 | 0 | 0 | 0 | 0 | 1.6951e-20 | 1.1041e-67 | 0 | 17.0425 | 1.6951e-20 | 0 | 0 | 0 | 0 | 0 | 1.6951e-20 | 1.1041e-67 | 0
17.0546 | 5.9288e-20 | 0 | 0 | 0 | 0 | 0 | 5.9288e-20 | 1.0742e-66 | 0 | 17.0546 | 5.9288e-20 | 0 | 0 | 0 | 0 | 0 | 5.9288e-20 | 1.0742e-66 | 0
17.0666 | 2.0377e-19 | 0 | 0 | 0 | 0 | 0 | 2.0377e-19 | 1.0261e-65 | 0 | 17.0666 | 2.0377e-19 | 0 | 0 | 0 | 0 | 0 | 2.0377e-19 | 1.0261e-65 | 0
17.0787 | 6.8819e-19 | 0 | 0 | 0 | 0 | 0 | 6.8819e-19 | 9.6247e-65 | 0 | 17.0787 | 6.8819e-19 | 0 | 0 | 0 | 0 | 0 | 6.8819e-19 | 9.6247e-65 | 0
17.0908 | 2.284e-18 | 0 | 0 | 0 | 0 | 0 | 2.284e-18 | 8.8644e-64 | 0 | 17.0908 | 2.284e-18 | 0 | 0 | 0 | 0 | 0 | 2.284e-18 | 8.8644e-64 | 0
17.1029 | 7.4496e-18 | 0 | 0 | 0 | 0 | 0 | 7.4496e-18 | 8.017e-63 | 0 | 17.1029 | 7.4496e-18 | 0 | 0 | 0 | 0 | 0 | 7.4496e-18 | 8.017e-63 | 0
17.115 | 2.3879e-17 | 0 | 0 | 0 | 0 | 0 | 2.3879e-17 | 7.1202e-62 | 0 | 17.115 | 2.3879e-17 | 0 | 0 | 0 | 0 | 0 | 2.3879e-17 | 7.1202e-62 | 0
17.1271 | 7.5224e-17 | 0 | 0 | 0 | 0 | 0 | 7.5224e-17 | 6.2101e-61 | 0 | 17.1271 | 7.5224e-17 | 0 | 0 | 0 | 0 | 0 | 7.5224e-17 | 6.2101e-61 | 0
17.1392 | 2.3291e-16 | 0 | 0 | 0 | 0 | 0 | 2.3291e-16 | 5.3194e-60 | 0 | 17.1392 | 2.3291e-16 | 0 | 0 | 0 | 0 | 0 | 2.3291e-16 | 5.3194e-60 | 0
17.1512 | 7.0879e-16 | 0 | 0 | 0 | 0 | 0 | 7.0879e-16 | 4.4749e-59 | 0 | 17.1512 | 7.0879e-16 | 0 | 0 | 0 | 0 | 0 | 7.0879e-16 | 4.4749e-59 | 0
17.1633 | 2.1201e-15 | 0 | 0 | 0 | 0 | 0 | 2.1201e-15 | 3.6973e-58 | 0 | 17.1633 | 2.1201e-15 | 0 | 0 | 0 | 0 | 0 | 2.1201e-15 | 3.6973e-58 | 0
17.1754 | 6.2337e-15 | 0 | 0 | 0 | 0 | 0 | 6.2337e-15 | 3.0005e-57 | 0 | 17.1754 | 6.2337e-15 | 0 | 0 | 0 | 0 | 0 | 6.2337e-15 | 3.0005e-57 | 0
17.1875 | 1.8016e-14 | 0 | 0 | 0 | 0 | 0 | 1.8016e-14 | 2.3917e-56 | 0 | 17.1875 | 1.8016e-14 | 0 | 0 | 0 | 0 | 0 | 1.8016e-14 | 2.3917e-56 | 0
17.1996 | 5.1187e-14 | 0 | 0 | 0 | 0 | 0 | 5.1187e-14 | 1.8727e-55 | 0 | 17.1996 | 5.1187e-14 | 0 | 0 | 0 | 0 | 0 | 5.1187e-14 | 1.8727e-55 | 0
17.2117 | 1.4296e-13 | 0 | 0 | 0 | 0 | 0 | 1.4296e-13 | 1.4403e-54 | 0 | 17.2117 | 1.4296e-13 | 0 | 0 | 0 | 0 | 0 | 1.4296e-13 | 1.4403e-54 | 0
17.2238 | 3.9254e-13 | 0 | 0 | 0 | 0 | 0 | 3.9254e-13 | 1.0882e-53 | 0 | 17.2238 | 3.9254e-13 | 0 | 0 | 0 | 0 | 0 | 3.9254e-13 | 1.0882e-53 | 0
17.2359 | 1.0596e-12 | 0 | 0 | 0 | 0 | 0 | 1.0596e-12 | 8.0772e-53 | 0 | 17.2359 | 1.0596e-12 | 0 | 0 | 0 | 0 | 0 | 1.0596e-12 | 8.0772e-53 | 0
17.2479 | 2.8122e-12 | 0 | 0 | 0 | 0 | 0 | 2.8122e-12 | 5.8898e-52 | 0 | 17.2479 | 2.8122e-12 | 0 | 0 | 0 | 0 | 0 | 2.8122e-12 | 5.8898e-52 | 0
17.26 | 7.3382e-12 | 0 | 0 | 0 | 0 | 0 | 7.3382e-12 | 4.2194e-51 | 0 | 17.26 | 7.3382e-12 | 0 | 0 | 0 | 0 | 0 | 7.3382e-12 | 4.2194e-51 | 0
17.2721 | 1.8827e-11 | 0 | 0 | 0 | 0 | 0 | 1.8827e-11 | 2.9698e-50 | 0 | 17.2721 | 1.8827e-11 | 0 | 0 | 0 | 0 | 0 | 1.8827e-11 | 2.9698e-50 | 0
17.2842 | 4.7495e-11 | 0 | 0 | 0 | 0 | 0 | 4.7495e-11 | 2.0538e-49 | 0 | 17.2842 | 4.7495e-11 | 0 | 0 | 0 | 0 | 0 | 4.7495e-11 | 2.0538e-49 | 0
17.2963 | 1.1781e-10 | 0 | 0 | 0 | 0 | 0 | 1.1781e-10 | 1.3955e-48 | 0 | 17.2963 | 1.1781e-10 | 0 | 0 | 0 | 0 | 0 | 1.1781e-10 | 1.3955e-48 | 0
17.3084 | 2.8737e-10 | 0 | 0 | 0 | 0 | 0 | 2.8737e-10 | 9.3174e-48 | 0 | 17.3084 | 2.8737e-10 | 0 | 0 | 0 | 0 | 0 | 2.8737e-10 | 9.3174e-48 | 0
17.3205 | 6.8932e-10 | 0 | 0 | 0 | 0 | 0 | 6.8932e-10 | 6.1129e-47 | 0 | 17.3205 | 6.8932e-10 | 0 | 0 | 0 | 0 | 0 | 6.8932e-10 | 6.1129e-47 | 0
17.3326 | 1.626e-09 | 0 | 0 | 0 | 0 | 0 | 1.626e-09 | 3.941e-46 | 0 | 17.3326 | 1.626e-09 | 0 | 0 | 0 | 0 | 0 | 1.626e-09 | 3.941e-46 | 0
17.3446 | 3.772e-09 | 0 | 0 | 0 | 0 | 0 | 3.772e-09 | 2.4969e-45 | 0 | 17.3446 | 3.772e-09 | 0 | 0 | 0 | 0 | 0 | 3.772e-09 | 2.4969e-45 | 0
17.3567 | 8.6057e-09 | 0 | 0 | 0 | 0 | 0 | 8.6057e-09 | 1.5546e-44 | 0 | 17.3567 | 8.6057e-09 | 0 | 0 | 0 | 0 | 0 | 8.6057e-09 | 1.5546e-44 | 0
17.3688 | 1.931e-08 | 0 | 0 | 0 | 0 | 0 | 1.931e-08 | 9.5128e-44 | 0 | 17.3688 | 1.931e-08 | 0 | 0 | 0 | 0 | 0 | 1.931e-08 | 9.5128e-44 | 0
17.3809 | 4.2616e-08 | 0 | 0 | 0 | 0 | 0 | 4.2616e-08 | 5.7209e-43 | 0 | 17.3809 | 4.2616e-08 | 0 | 0 | 0 | 0 | 0 | 4.2616e-08 | 5.7209e-43 | 0
17.393 | 9.2504e-08 | 0 | 0 | 0 | 0 | 0 | 9.2504e-08 | 3.3815e-42 | 0 | 17.393 | 9.2504e-08 | 0 | 0 | 0 | 0 | 0 | 9.2504e-08 | 3.3815e-42 | 0
17.4051 | 1.9751e-07 | 0 | 0 | 0 | 0 | 0 | 1.9751e-07 | 1.9645e-41 | 0 | 17.4051 | 1.9751e-07 | 0 | 0 | 0 | 0 | 0 | 1.9751e-07 | 1.9645e-41 | 0
17.4172 | 4.148e-07 | 0 | 0 | 0 | 0 | 0 | 4.148e-07 | 1.1218e-40 | 0 | 17.4172 | 4.148e-07 | 0 | 0 | 0 | 0 | 0 | 4.148e-07 | 1.1218e-40 | 0
17.4292 | 8.5693e-07 | 0 | 0 | 0 | 0 | 0 | 8.5693e-07 | 6.2967e-40 | 0 | 17.4292 | 8.5693e-07 | 0 | 0 | 0 | 0 | 0 | 8.5693e-07 | 6.2967e-40 | 0
17.4413 | 1.7415e-06 | 0 | 0 | 0 | 0 | 0 | 1.7415e-06 | 3.4743e-39 | 0 | 17.4413 | 1.7415e-06 | 0 | 0 | 0 | 0 | 0 | 1.7415e-06 | 3.4743e-39 | 0
17.4534 | 3.4816e-06 | 0 | 0 | 0 | 0 | 0 | 3.4816e-06 | 1.8844e-38 | 0 | 17.4534 | 3.4816e-06 | 0 | 0 | 0 | 0 | 0 | 3.4816e-06 | 1.8844e-38 | 0
17.4655 | 6.8476e-06 | 0 | 0 | 0 | 0 | 0 | 6.8476e-06 | 1.0048e-37 | 0 | 17.4655 | 6.8476e-06 | 0 | 0 | 0 | 0 | 0 | 6.8476e-06 | 1.0048e-37 | 0
17.4776 | 1.325e-05 | 0 | 0 | 0 | 0 | 0 | 1.325e-05 | 5.267e-37 | 0 | 17.4776 | 1.325e-05 | 0 | 0 | 0 | 0 | 0 | 1.325e-05 | 5.267e-37 | 0
17.4897 | 2.5224e-05 | 0 | 0 | 0 | 0 | 0 | 2.5224e-05 | 2.7144e-36 | 0 | 17.4897 | 2.5224e-05 | 0 | 0 | 0 | 0 | 0 | 2.5224e-05 | 2.7144e-36 | 0
17.5018 | 4.7244e-05 | 0 | 0 | 0 | 0 | 0 | 4.7244e-05 | 1.3753e-35 | 0 | 17.5018 | 4.7244e-05 | 0 | 0 | 0 | 0 | 0 | 4.7244e-05 | 1.3753e-35 | 0
17.5139 | 8.7065e-05 | 0 | 0 | 0 | 0 | 0 | 8.7065e-05 | 6.8513e-35 | 0 | 17.5139 | 8.7065e-05 | 0 | 0 | 0 | 0 | 0 | 8.7065e-05 | 6.8513e-35 | 0
17.5259 | 0.00015787 | 0 | 0 | 0 | 0 | 0 | 0.00015787 | 3.3558e-34 | 0 | 17.5259 | 0.00015787 | 0 | 0 | 0 | 0 | 0 | 0.00015787 | 3.3558e-34 | 0
17.538 | 0.00028168 | 0 | 0 | 0 | 0 | 0 | 0.00028168 | 1.6162e-33 | 0 | 17.538 | 0.00028168 | 0 | 0 | 0 | 0 | 0 | 0.00028168 | 1.6162e-33 | 0
17.5501 | 0.00049455 | 0 | 0 | 0 | 0 | 0 | 0.00049455 | 7.6541e-33 | 0 | 17.5501 | 0.00049455 | 0 | 0 | 0 | 0 | 0 | 0.00049455 | 7.6541e-33 | 0
17.5622 | 0.00085443 | 0 | 0 | 0 | 0 | 0 | 0.00085443 | 3.5644e-32 | 0 | 17.5622 | 0.00085443 | 0 | 0 | 0 | 0 | 0 | 0.00085443 | 3.5644e-32 | 0
17.5743 | 0.0014527 | 0 | 0 | 0 | 0 | 0 | 0.0014527 | 1.6323e-31 | 0 | 17.5743 | 0.0014527 | 0 | 0 | 0 | 0 | 0 | 0.0014527 | 1.6323e-31 | 0
17.5864 | 0.0024306 | 0 | 0 | 0 | 0 | 0 | 0.0024306 | 7.3509e-31 | 0 | 17.5864 | 0.0024306 | 0 | 0 | 0 | 0 | 0 | 0.0024306 | 7.3509e-31 | 0
17.5985 | 0.0040023 | 0 | 0 | 0 | 0 | 0 | 0.0040023 | 3.2556e-30 | 0 | 17.5985 | 0.0040023 | 0 | 0 | 0 | 0 | 0 | 0.0040023 | 3.2556e-30 | 0
17.6105 | 0.0064859 | 0 | 0 | 0 | 0 | 0 | 0.0064859 | 1.418e-29 | 0 | 17.6105 | 0.0064859 | 0 | 0 | 0 | 0 | 0 | 0.0064859 | 1.418e-29 | 0
17.6226 | 0.010345 | 0 | 0 | 0 | 0 | 0 | 0.010345 | 6.0746e-29 | 0 | 17.6226 | 0.010345 | 0 | 0 | 0 | 0 | 0 | 0.010345 | 6.0746e-29 | 0
17.6347 | 0.01624 | 0 | 0 | 0 | 0 | 0 | 0.01624 | 2.5594e-28 | 0 | 17.6347 | 0.01624 | 0 | 0 | 0 | 0 | 0 | 0.01624 | 2.5594e-28 | 0
17.6468 | 0.025093 | 0 | 0 | 0 | 0 | 0 | 0.025093 | 1.0606e-27 | 0 | 17.6468 | 0.025093 | 0 | 0 | 0 | 0 | 0 | 0.025093 | 1.0606e-27 | 0
17.6589 | 0.038163 | 0 | 0 | 0 | 0 | 0 | 0.038163 | 4.3234e-27 | 0 | 17.6589 | 0.038163 | 0 | 0 | 0 | 0 | 0 | 0.038163 | 4.3234e-27 | 0
17.671 | 0.057132 | 0 | 0 | 0 | 0 | 0 | 0.057132 | 1.7335e-26 | 0 | 17.671 | 0.057132 | 0 | 0 | 0 | 0 | 0 | 0.057132 | 1.7335e-26 | 0
17.6831 | 0.084193 | 0 | 0 | 0 | 0 | 0 | 0.084193 | 6.8369e-26 | 0 | 17.6831 | 0.084193 | 0 | 0 | 0 | 0 | 0 | 0.084193 | 6.8369e-26 | 0
17.6952 | 0.12214 | 0 | 0 | 0 | 0 | 0 | 0.12214 | 2.6526e-25 | 0 | 17.6952 | 0.12214 | 0 | 0 | 0 | 0 | 0 | 0.12214 | 2.6526e-25 | 0
17.7072 | 0.17442 | 0 | 0 | 0 | 0 | 0 | 0.17442 | 1.0124e-24 | 0 | 17.7072 | 0.17442 | 0 | 0 | 0 | 0 | 0 | 0.17442 | 1.0124e-24 | 0
17.7193 | 0.24521 | 0 | 0 | 0 | 0 | 0 | 0.24521 | 3.8013e-24 | 0 | 17.7193 | 0.24521 | 0 | 0 | 0 | 0 | 0 | 0.24521 | 3.8013e-24 | 0
17.7314 | 0.33939 | 0 | 0 | 0 | 0 | 0 | 0.33939 | 1.4042e-23 | 0 | 17.7314 | 0.33939 | 0 | 0 | 0 | 0 | 0 | 0.33939 | 1.4042e-23 | 0
17.7435 | 0.46248 | 0 | 0 | 0 | 0 | 0 | 0.46248 | 5.1033e-23 | 0 | 17.7435 | 0.46248 | 0 | 0 | 0 | 0 | 0 | 0.46248 | 5.1033e-23 | 0
17.7556 | 0.62047 | 0 | 0 | 0 | 0 | 0 | 0.62047 | 1.8248e-22 | 0 | 17.7556 | 0.62047 | 0 | 0 | 0 | 0 | 0 | 0.62047 | 1.8248e-22 | 0
17.7677 | 0.81961 | 0 | 0 | 0 | 0 | 0 | 0.81961 | 6.4197e-22 | 0 | 17.7677 | 0.81961 | 0 | 0 | 0 | 0 | 0 | 0.81961 | 6.4197e-22 | 0
17.7798 | 1.066 | 0 | 0 | 0 | 0 | 0 | 1.066 | 2.2223e-21 | 0 | 17.7798 | 1.066 | 0 | 0 | 0 | 0 | 0 | 1.066 | 2.2223e-21 | 0
17.7919 | 1.3652 | 0 | 0 | 0 | 0 | 0 | 1.3652 | 7.5693e-21 | 7.658e-322 | 17.7919 | 1.3652 | 0 | 0 | 0 | 0 | 0 | 1.3652 | 7.5693e-21 | 7.658e-322
17.8039 | 1.7215 | 0 | 0 | 0 | 0 | 0 | 1.7215 | 2.5369e-20 | 8.9065e-320 | 17.8039 | 1.7215 | 0 | 0 | 0 | 0 | 0 | 1.7215 | 2.5369e-20 | 8.9065e-320
17.816 | 2.1377 | 0 | 0 | 0 | 0 | 0 | 2.1377 | 8.3671e-20 | 1.0388e-317 | 17.816 | 2.1377 | 0 | 0 | 0 | 0 | 0 | 2.1377 | 8.3671e-20 | 1.0388e-317
17.8281 | 2.614 | 0 | 0 | 0 | 0 | 0 | 2.614 | 2.7156e-19 | 1.1891e-315 | 17.8281 | 2.614 | 0 | 0 | 0 | 0 | 0 | 2.614 | 2.7156e-19 | 1.1891e-315
17.8402 | 3.1478 | 0 | 0 | 0 | 0 | 0 | 3.1478 | 8.6736e-19 | 1.3358e-313 | 17.8402 | 3.1478 | 0 | 0 | 0 | 0 | 0 | 3.1478 | 8.6736e-19 | 1.3358e-313
17.8523 | 3.733 | 0 | 0 | 0 | 0 | 0 | 3.733 | 2.7263e-18 | 1.4728e-311 | 17.8523 | 3.733 | 0 | 0 | 0 | 0 | 0 | 3.733 | 2.7263e-18 | 1.4728e-311
17.8644 | 4.3597 | 0 | 0 | 0 | 0 | 0 | 4.3597 | 8.4339e-18 | 1.5938e-309 | 17.8644 | 4.3597 | 0 | 0 | 0 | 0 | 0 | 4.3597 | 8.4339e-18 | 1.5938e-309
17.8765 | 5.0147 | 0 | 0 | 0 | 0 | 0 | 5.0147 | 2.5678e-17 | 1.6928e-307 | 17.8765 | 5.0147 | 0 | 0 | 0 | 0 | 0 | 5.0147 | 2.5678e-17 | 1.6928e-307
17.8885 | 5.6809 | 0 | 0 | 0 | 0 | 0 | 5.6809 | 7.6946e-17 | 1.7649e-305 | 17.8885 | 5.6809 | 0 | 0 | 0 | 0 | 0 | 5.6809 | 7.6946e-17 | 1.7649e-305
17.9006 | 6.3387 | 0 | 0 | 0 | 0 | 0 | 6.3387 | 2.2695e-16 | 1.8061e-303 | 17.9006 | 6.3387 | 0 | 0 | 0 | 0 | 0 | 6.3387 | 2.2695e-16 | 1.8061e-303
17.9127 | 6.9661 | 0 | 0 | 0 | 0 | 0 | 6.9661 | 6.5884e-16 | 1.8144e-301 | 17.9127 | 6.9661 | 0 | 0 | 0 | 0 | 0 | 6.9661 | 6.5884e-16 | 1.8144e-301
17.9248 | 7.5408 | 0 | 0 | 0 | 0 | 0 | 7.5408 | 1.8827e-15 | 1.7893e-299 | 17.9248 | 7.5408 | 0 | 0 | 0 | 0 | 0 | 7.5408 | 1.8827e-15 | 1.7893e-299
17.9369 | 8.0405 | 0 | 0 | 0 | 0 | 0 | 8.0405 | 5.2957e-15 | 1.7323e-297 | 17.9369 | 8.0405 | 0 | 0 | 0 | 0 | 0 | 8.0405 | 5.2957e-15 | 1.7323e-297
17.949 | 8.4452 | 0 | 0 | 0 | 0 | 0 | 8.4452 | 1.4663e-14 | 1.6464e-295 | 17.949 | 8.4452 | 0 | 0 | 0 | 0 | 0 | 8.4452 | 1.4663e-14 | 1.6464e-295
17.9611 | 8.7378 | 0 | 0 | 0 | 0 | 0 | 8.7378 | 3.9969e-14 | 1.5363e-293 | 17.9611 | 8.7378 | 0 | 0 | 0 | 0 | 0 | 8.7378 | 3.9969e-14 | 1.5363e-293
17.9732 | 8.906 | 0 | 0 | 0 | 0 | 0 | 8.906 | 1.0725e-13 | 1.4075e-291 | 17.9732 | 8.906 | 0 | 0 | 0 | 0 | 0 | 8.906 | 1.0725e-13 | 1.4075e-291
17.9852 | 8.9424 | 0 | 0 | 0 | 0 | 0 | 8.9424 | 2.8333e-13 | 1.2661e-289 | 17.9852 | 8.9424 | 0 | 0 | 0 | 0 | 0 | 8.9424 | 2.8333e-13 | 1.2661e-289
17.9973 | 8.8458 | 0 | 0 | 0 | 0 | 0 | 8.8458 | 7.3689e-13 | 1.1183e-287 | 17.9973 | 8.8458 | 0 | 0 | 0 | 0 | 0 | 8.8458 | 7.3689e-13 | 1.1183e-287
18.0094 | 8.6207 | 0 | 0 | 0 | 0 | 0 | 8.6207 | 1.8869e-12 | 9.6988e-286 | 18.0094 | 8.6207 | 0 | 0 | 0 | 0 | 0 | 8.6207 | 1.8869e-12 | 9.6988e-286
18.0215 | 8.2772 | 0 | 0 | 0 | 0 | 0 | 8.2772 | 4.757e-12 | 8.2599e-284 | 18.0215 | 8.2772 | 0 | 0 | 0 | 0 | 0 | 8.2772 | 4.757e-12 | 8.2599e-284
18.0336 | 7.8302 | 0 | 0 | 0 | 0 | 0 | 7.8302 | 1.1808e-11 | 6.9078e-282 | 18.0336 | 7.8302 | 0 | 0 | 0 | 0 | 0 | 7.8302 | 1.1808e-11 | 6.9078e-282
18.0457 | 7.2983 | 0 | 0 | 0 | 0 | 0 | 7.2983 | 2.8861e-11 | 5.6732e-280 | 18.0457 | 7.2983 | 0 | 0 | 0 | 0 | 0 | 7.2983 | 2.8861e-11 | 5.6732e-280
18.0578 | 6.7026 | 0 | 0 | 0 | 0 | 0 | 6.7026 | 6.9457e-11 | 4.5757e-278 | 18.0578 | 6.7026 | 0 | 0 | 0 | 0 | 0 | 6.7026 | 6.9457e-11 | 4.5757e-278
18.0698 | 6.0654 | 0 | 0 | 0 | 0 | 0 | 6.0654 | 1.646e-10 | 3.6245e-276 | 18.0698 | 6.0654 | 0 | 0 | 0 | 0 | 0 | 6.0654 | 1.646e-10 | 3.6245e-276
18.0819 | 5.4084 | 0 | 0 | 0 | 0 | 0 | 5.4084 | 3.8411e-10 | 2.8198e-274 | 18.0819 | 5.4084 | 0 | 0 | 0 | 0 | 0 | 5.4084 | 3.8411e-10 | 2.8198e-274
18.094 | 4.7522 | 0 | 0 | 0 | 0 | 0 | 4.7522 | 8.8269e-10 | 2.1546e-272 | 18.094 | 4.7522 | 0 | 0 | 0 | 0 | 0 | 4.7522 | 8.8269e-10 | 2.1546e-272
18.1061 | 4.1147 | 0 | 0 | 0 | 0 | 0 | 4.1147 | 1.9976e-09 | 1.617e-270 | 18.1061 | 4.1147 | 0 | 0 | 0 | 0 | 0 | 4.1147 | 1.9976e-09 | 1.617e-270
18.1182 | 3.511 | 0 | 0 | 0 | 0 | 0 | 3.511 | 4.452e-09 | 1.1921e-268 | 18.1182 | 3.511 | 0 | 0 | 0 | 0 | 0 | 3.511 | 4.452e-09 | 1.1921e-268
18.1303 | 2.9524 | 0 | 0 | 0 | 0 | 0 | 2.9524 | 9.7717e-09 | 8.632e-267 | 18.1303 | 2.9524 | 0 | 0 | 0 | 0 | 0 | 2.9524 | 9.7717e-09 | 8.632e-267
18.1424 | 2.4466 | 0 | 0 | 0 | 0 | 0 | 2.4466 | 2.1124e-08 | 6.1401e-265 | 18.1424 | 2.4466 | 0 | 0 | 0 | 0 | 0 | 2.4466 | 2.1124e-08 | 6.1401e-265
18.1545 | 1.9983 | 0 | 0 | 0 | 0 | 0 | 1.9983 | 4.4974e-08 | 4.2905e-263 | 18.1545 | 1.9983 | 0 | 0 | 0 | 0 | 0 | 1.9983 | 4.4974e-08 | 4.2905e-263
18.1665 | 1.6085 | 0 | 0 | 0 | 0 | 0 | 1.6085 | 9.4311e-08 | 2.9452e-261 | 18.1665 | 1.6085 | 0 | 0 | 0 | 0 | 0 | 1.6085 | 9.4311e-08 | 2.9452e-261
18.1786 | 1.2761 | 0 | 0 | 0 | 0 | 0 | 1.2761 | 1.948e-07 | 1.9862e-259 | 18.1786 | 1.2761 | 0 | 0 | 0 | 0 | 0 | 1.2761 | 1.948e-07 | 1.9862e-259
18.1907 | 0.99787 | 0 | 0 | 0 | 0 | 0 | 0.99787 | 3.9632e-07 | 1.316e-257 | 18.1907 | 0.99787 | 0 | 0 | 0 | 0 | 0 | 0.99787 | 3.9632e-07 | 1.316e-257
18.2028 | 0.7691 | 0 | 0 | 0 | 0 | 0 | 0.7691 | 7.9422e-07 | 8.5666e-256 | 18.2028 | 0.7691 | 0 | 0 | 0 | 0 | 0 | 0.7691 | 7.9422e-07 | 8.5666e-256
18.2149 | 0.5843 | 0 | 0 | 0 | 0 | 0 | 0.5843 | 1.5679e-06 | 5.479e-254 | 18.2149 | 0.5843 | 0 | 0 | 0 | 0 | 0 | 0.5843 | 1.5679e-06 | 5.479e-254
18.227 | 0.43756 | 0 | 0 | 0 | 0 | 0 | 0.43756 | 3.0489e-06 | 3.4432e-252 | 18.227 | 0.43756 | 0 | 0 | 0 | 0 | 0 | 0.43756 | 3.0489e-06 | 3.4432e-252
18.2391 | 0.323 | 0 | 0 | 0 | 0 | 0 | 0.323 | 5.8407e-06 | 2.1261e-250 | 18.2391 | 0.323 | 0 | 0 | 0 | 0 | 0 | 0.323 | 5.8407e-06 | 2.1261e-250
18.2512 | 0.23505 | 0 | 0 | 0 | 0 | 0 | 0.23504 | 1.1023e-05 | 1.29e-248 | 18.2512 | 0.23505 | 0 | 0 | 0 | 0 | 0 | 0.23504 | 1.1023e-05 | 1.29e-248
18.2632 | 0.16863 | 0 | 0 | 0 | 0 | 0 | 0.16861 | 2.0493e-05 | 7.6917e-247 | 18.2632 | 0.16863 | 0 | 0 | 0 | 0 | 0 | 0.16861 | 2.0493e-05 | 7.6917e-247
18.2753 | 0.11927 | 0 | 0 | 0 | 0 | 0 | 0.11924 | 3.7538e-05 | 4.5067e-245 | 18.2753 | 0.11927 | 0 | 0 | 0 | 0 | 0 | 0.11924 | 3.7538e-05 | 4.5067e-245
18.2874 | 0.083196 | 0 | 0 | 0 | 0 | 0 | 0.083129 | 6.7743e-05 | 2.595e-243 | 18.2874 | 0.083196 | 0 | 0 | 0 | 0 | 0 | 0.083129 | 6.7743e-05 | 2.595e-243
18.2995 | 0.057258 | 0 | 0 | 0 | 0 | 0 | 0.057137 | 0.00012045 | 1.4685e-241 | 18.2995 | 0.057258 | 0 | 0 | 0 | 0 | 0 | 0.057137 | 0.00012045 | 1.4685e-241
18.3116 | 0.038931 | 0 | 0 | 0 | 0 | 0 | 0.03872 | 0.00021102 | 8.1668e-240 | 18.3116 | 0.038931 | 0 | 0 | 0 | 0 | 0 | 0.03872 | 0.00021102 | 8.1668e-240
18.3237 | 0.026234 | 0 | 0 | 0 | 0 | 0 | 0.02587 | 0.00036425 | 4.4639e-238 | 18.3237 | 0.026234 | 0 | 0 | 0 | 0 | 0 | 0.02587 | 0.00036425 | 4.4639e-238
18.3358 | 0.017661 | 0 | 0 | 0 | 0 | 0 | 0.017042 | 0.00061954 | 2.3982e-236 | 18.3358 | 0.017661 | 0 | 0 | 0 | 0 | 0 | 0.017042 | 0.00061954 | 2.3982e-236
18.3478 | 0.012107 | 0 | 0 | 0 | 0 | 0 | 0.011069 | 0.0010383 | 1.2663e-234 | 18.3478 | 0.012107 | 0 | 0 | 0 | 0 | 0 | 0.011069 | 0.0010383 | 1.2663e-234
18.3599 | 0.0088039 | 0 | 0 | 0 | 0 | 0 | 0.0070891 | 0.0017149 | 6.5727e-233 | 18.3599 | 0.0088039 | 0 | 0 | 0 | 0 | 0 | 0.0070891 | 0.0017149 | 6.5727e-233
18.372 | 0.0072677 | 0 | 0 | 0 | 0 | 0 | 0.0044768 | 0.0027909 | 3.3533e-231 | 18.372 | 0.0072677 | 0 | 0 | 0 | 0 | 0 | 0.0044768 | 0.0027909 | 3.3533e-231
18.3841 | 0.0072638 | 0 | 0 | 0 | 0 | 0 | 0.0027878 | 0.004476 | 1.6818e-229 | 18.3841 | 0.0072638 | 0 | 0 | 0 | 0 | 0 | 0.0027878 | 0.004476 | 1.6818e-229
18.3962 | 0.0087864 | 0 | 0 | 0 | 0 | 0 | 0.0017119 | 0.0070745 | 8.2912e-228 | 18.3962 | 0.0087864 | 0 | 0 | 0 | 0 | 0 | 0.0017119 | 0.0070745 | 8.2912e-228
18.4083 | 0.012056 | 0 | 0 | 0 | 0 | 0 | 0.0010366 | 0.01102 | 4.0184e-226 | 18.4083 | 0.012056 | 0 | 0 | 0 | 0 | 0 | 0.0010366 | 0.01102 | 4.0184e-226
18.4204 | 0.017536 | 0 | 0 | 0 | 0 | 0 | 0.00061904 | 0.016916 | 1.9146e-224 | 18.4204 | 0.017536 | 0 | 0 | 0 | 0 | 0 | 0.00061904 | 0.016916 | 1.9146e-224
18.4325 | 0.025959 | 0 | 0 | 0 | 0 | 0 | 0.00036456 | 0.025594 | 8.9688e-223 | 18.4325 | 0.025959 | 0 | 0 | 0 | 0 | 0 | 0.00036456 | 0.025594 | 8.9688e-223
18.4445 | 0.038378 | 0 | 0 | 0 | 0 | 0 | 0.00021174 | 0.038166 | 4.1305e-221 | 18.4445 | 0.038378 | 0 | 0 | 0 | 0 | 0 | 0.00021174 | 0.038166 | 4.1305e-221
18.4566 | 0.056216 | 0 | 0 | 0 | 0 | 0 | 0.00012128 | 0.056095 | 1.8703e-219 | 18.4566 | 0.056216 | 0 | 0 | 0 | 0 | 0 | 0.00012128 | 0.056095 | 1.8703e-219
18.4687 | 0.081333 | 0 | 0 | 0 | 0 | 0 | 6.8517e-05 | 0.081264 | 8.3269e-218 | 18.4687 | 0.081333 | 0 | 0 | 0 | 0 | 0 | 6.8517e-05 | 0.081264 | 8.3269e-218
18.4808 | 0.11608 | 0 | 0 | 0 | 0 | 0 | 3.8177e-05 | 0.11604 | 3.6452e-216 | 18.4808 | 0.11608 | 0 | 0 | 0 | 0 | 0 | 3.8177e-05 | 0.11604 | 3.6452e-216
18.4929 | 0.16335 | 0 | 0 | 0 | 0 | 0 | 2.0981e-05 | 0.16333 | 1.5691e-214 | 18.4929 | 0.16335 | 0 | 0 | 0 | 0 | 0 | 2.0981e-05 | 0.16333 | 1.5691e-214
18.505 | 0.22663 | 0 | 0 | 0 | 0 | 0 | 1.1373e-05 | 0.22662 | 6.6414e-213 | 18.505 | 0.22663 | 0 | 0 | 0 | 0 | 0 | 1.1373e-05 | 0.22662 | 6.6414e-213
18.5171 | 0.30996 | 0 | 0 | 0 | 0 | 0 | 6.081e-06 | 0.30996 | 2.7643e-211 | 18.5171 | 0.30996 | 0 | 0 | 0 | 0 | 0 | 6.081e-06 | 0.30996 | 2.7643e-211
18.5291 | 0.41792 | 0 | 0 | 0 | 0 | 0 | 3.2072e-06 | 0.41792 | 1.1315e-209 | 18.5291 | 0.41792 | 0 | 0 | 0 | 0 | 0 | 3.2072e-06 | 0.41792 | 1.1315e-209
18.5412 | 0.5555 | 0 | 0 | 0 | 0 | 0 | 1.6685e-06 | 0.55549 | 4.5546e-208 | 18.5412 | 0.5555 | 0 | 0 | 0 | 0 | 0 | 1.6685e-06 | 0.55549 | 4.5546e-208
18.5533 | 0.72791 | 0 | 0 | 0 | 0 | 0 | 8.5628e-07 | 0.72791 | 1.803e-206 | 18.5533 | 0.72791 | 0 | 0 | 0 | 0 | 0 | 8.5628e-07 | 0.72791 | 1.803e-206
18.5654 | 0.94038 | 0 | 0 | 0 | 0 | 0 | 4.335e-07 | 0.94038 | 7.0198e-205 | 18.5654 | 0.94038 | 0 | 0 | 0 | 0 | 0 | 4.335e-07 | 0.94038 | 7.0198e-205
18.5775 | 1.1977 | 0 | 0 | 0 | 0 | 0 | 2.165e-07 | 1.1977 | 2.688e-203 | 18.5775 | 1.1977 | 0 | 0 | 0 | 0 | 0 | 2.165e-07 | 1.1977 | 2.688e-203
18.5896 | 1.5041 | 0 | 0 | 0 | 0 | 0 | 1.0667e-07 | 1.5041 | 1.0124e-201 | 18.5896 | 1.5041 | 0 | 0 | 0 | 0 | 0 | 1.0667e-07 | 1.5041 | 1.0124e-201
18.6017 | 1.8622 | 0 | 0 | 0 | 0 | 0 | 5.185e-08 | 1.8622 | 3.7502e-200 | 18.6017 | 1.8622 | 0 | 0 | 0 | 0 | 0 | 5.185e-08 | 1.8622 | 3.7502e-200
18.6138 | 2.2734 | 0 | 0 | 0 | 0 | 0 | 2.4865e-08 | 2.2734 | 1.3664e-198 | 18.6138 | 2.2734 | 0 | 0 | 0 | 0 | 0 | 2.4865e-08 | 2.2734 | 1.3664e-198
18.6258 | 2.7365 | 0 | 0 | 0 | 0 | 0 | 1.1764e-08 | 2.7365 | 4.8975e-197 | 18.6258 | 2.7365 | 0 | 0 | 0 | 0 | 0 | 1.1764e-08 | 2.7365 | 4.8975e-197
18.6379 | 3.248 | 0 | 0 | 0 | 0 | 0 | 5.4917e-09 | 3.248 | 1.7267e-195 | 18.6379 | 3.248 | 0 | 0 | 0 | 0 | 0 | 5.4917e-09 | 3.248 | 1.7267e-195
18.65 | 3.8013 | 0 | 0 | 0 | 0 | 0 | 2.5294e-09 | 3.8013 | 5.9884e-194 | 18.65 | 3.8013 | 0 | 0 | 0 | 0 | 0 | 2.5294e-09 | 3.8013 | 5.9884e-194
18.6621 | 4.3871 | 0 | 0 | 0 | 0 | 0 | 1.1495e-09 | 4.3871 | 2.0431e-192 | 18.6621 | 4.3871 | 0 | 0 | 0 | 0 | 0 | 1.1495e-09 | 4.3871 | 2.0431e-192
18.6742 | 4.9929 | 0 | 0 | 0 | 0 | 0 | 5.1543e-10 | 4.9929 | 6.8576e-191 | 18.6742 | 4.9929 | 0 | 0 | 0 | 0 | 0 | 5.1543e-10 | 4.9929 | 6.8576e-191
18.6863 | 5.6037 | 0 | 0 | 0 | 0 | 0 | 2.2806e-10 | 5.6037 | 2.2644e-189 | 18.6863 | 5.6037 | 0 | 0 | 0 | 0 | 0 | 2.2806e-10 | 5.6037 | 2.2644e-189
18.6984 | 6.2022 | 0 | 0 | 0 | 0 | 0 | 9.9572e-11 | 6.2022 | 7.3564e-188 | 18.6984 | 6.2022 | 0 | 0 | 0 | 0 | 0 | 9.9572e-11 | 6.2022 | 7.3564e-188
18.7105 | 6.7699 | 0 | 0 | 0 | 0 | 0 | 4.2899e-11 | 6.7699 | 2.3513e-186 | 18.7105 | 6.7699 | 0 | 0 | 0 | 0 | 0 | 4.2899e-11 | 6.7699 | 2.3513e-186
18.7225 | 7.2879 | 0 | 0 | 0 | 0 | 0 | 1.8239e-11 | 7.2879 | 7.3945e-185 | 18.7225 | 7.2879 | 0 | 0 | 0 | 0 | 0 | 1.8239e-11 | 7.2879 | 7.3945e-185
18.7346 | 7.7376 | 0 | 0 | 0 | 0 | 0 | 7.6523e-12 | 7.7376 | 2.2881e-183 | 18.7346 | 7.7376 | 0 | 0 | 0 | 0 | 0 | 7.6523e-12 | 7.7376 | 2.2881e-183
18.7467 | 8.1024 | 0 | 0 | 0 | 0 | 0 | 3.1684e-12 | 8.1024 | 6.9663e-182 | 18.7467 | 8.1024 | 0 | 0 | 0 | 0 | 0 | 3.1684e-12 | 8.1024 | 6.9663e-182
18.7588 | 8.3683 | 0 | 0 | 0 | 0 | 0 | 1.2947e-12 | 8.3683 | 2.087e-180 | 18.7588 | 8.3683 | 0 | 0 | 0 | 0 | 0 | 1.2947e-12 | 8.3683 | 2.087e-180
18.7709 | 8.5247 | 0 | 0 | 0 | 0 | 0 | 5.2211e-13 | 8.5247 | 6.1527e-179 | 18.7709 | 8.5247 | 0 | 0 | 0 | 0 | 0 | 5.2211e-13 | 8.5247 | 6.1527e-179
18.783 | 8.5657 | 0 | 0 | 0 | 0 | 0 | 2.078e-13 | 8.5657 | 1.7849e-177 | 18.783 | 8.5657 | 0 | 0 | 0 | 0 | 0 | 2.078e-13 | 8.5657 | 1.7849e-177
18.7951 | 8.4896 | 0 | 0 | 0 | 0 | 0 | 8.163e-14 | 8.4896 | 5.0956e-176 | 18.7951 | 8.4896 | 0 | 0 | 0 | 0 | 0 | 8.163e-14 | 8.4896 | 5.0956e-176
18.8071 | 8.3 | 0 | 0 | 0 | 0 | 0 | 3.1648e-14 | 8.3 | 1.4316e-174 | 18.8071 | 8.3 | 0 | 0 | 0 | 0 | 0 | 3.1648e-14 | 8.3 | 1.4316e-174
18.8192 | 8.0045 | 0 | 0 | 0 | 0 | 0 | 1.2111e-14 | 8.0045 | 3.9583e-173 | 18.8192 | 8.0045 | 0 | 0 | 0 | 0 | 0 | 1.2111e-14 | 8.0045 | 3.9583e-173
18.8313 | 7.615 | 0 | 0 | 0 | 0 | 0 | 4.5745e-15 | 7.615 | 1.0771e-171 | 18.8313 | 7.615 | 0 | 0 | 0 | 0 | 0 | 4.5745e-15 | 7.615 | 1.0771e-171
18.8434 | 7.1467 | 0 | 0 | 0 | 0 | 0 | 1.7055e-15 | 7.1467 | 2.8847e-170 | 18.8434 | 7.1467 | 0 | 0 | 0 | 0 | 0 | 1.7055e-15 | 7.1467 | 2.8847e-170
18.8555 | 6.6167 | 0 | 0 | 0 | 0 | 0 | 6.2765e-16 | 6.6167 | 7.6039e-169 | 18.8555 | 6.6167 | 0 | 0 | 0 | 0 | 0 | 6.2765e-16 | 6.6167 | 7.6039e-169
18.8676 | 6.0436 | 0 | 0 | 0 | 0 | 0 | 2.2801e-16 | 6.0436 | 1.9728e-167 | 18.8676 | 6.0436 | 0 | 0 | 0 | 0 | 0 | 2.2801e-16 | 6.0436 | 1.9728e-167
18.8797 | 5.446 | 0 | 0 | 0 | 0 | 0 | 8.1763e-17 | 5.446 | 5.0381e-166 | 18.8797 | 5.446 | 0 | 0 | 0 | 0 | 0 | 8.1763e-17 | 5.446 | 5.0381e-166
18.8918 | 4.8416 | 0 | 0 | 0 | 0 | 0 | 2.8944e-17 | 4.8416 | 1.2664e-164 | 18.8918 | 4.8416 | 0 | 0 | 0 | 0 | 0 | 2.8944e-17 | 4.8416 | 1.2664e-164
18.9038 | 4.2468 | 0 | 0 | 0 | 0 | 0 | 1.0115e-17 | 4.2468 | 3.1336e-163 | 18.9038 | 4.2468 | 0 | 0 | 0 | 0 | 0 | 1.0115e-17 | 4.2468 | 3.1336e-163
18.9159 | 3.6753 | 0 | 0 | 0 | 0 | 0 | 3.4895e-18 | 3.6753 | 7.6325e-162 | 18.9159 | 3.6753 | 0 | 0 | 0 | 0 | 0 | 3.4895e-18 | 3.6753 | 7.6325e-162
18.928 | 3.1383 | 0 | 0 | 0 | 0 | 0 | 1.1885e-18 | 3.1383 | 1.8301e-160 | 18.928 | 3.1383 | 0 | 0 | 0 | 0 | 0 | 1.1885e-18 | 3.1383 | 1.8301e-160
18.9401 | 2.6441 | 0 | 0 | 0 | 0 | 0 | 3.9962e-19 | 2.6441 | 4.3198e-159 | 18.9401 | 2.6441 | 0 | 0 | 0 | 0 | 0 | 3.9962e-19 | 2.6441 | 4.3198e-159
18.9522 | 2.1981 | 0 | 0 | 0 | 0 | 0 | 1.3266e-19 | 2.1981 | 1.0038e-157 | 18.9522 | 2.1981 | 0 | 0 | 0 | 0 | 0 | 1.3266e-19 | 2.1981 | 1.0038e-157
18.9643 | 1.8032 | 0 | 0 | 0 | 0 | 0 | 4.3482e-20 | 1.8032 | 2.2966e-156 | 18.9643 | 1.8032 | 0 | 0 | 0 | 0 | 0 | 4.3482e-20 | 1.8032 | 2.2966e-156
18.9764 | 1.4596 | 0 | 0 | 0 | 0 | 0 | 1.4071e-20 | 1.4596 | 5.1728e-155 | 18.9764 | 1.4596 | 0 | 0 | 0 | 0 | 0 | 1.4071e-20 | 1.4596 | 5.1728e-155
18.9884 | 1.1659 | 0 | 0 | 0 | 0 | 0 | 4.4959e-21 | 1.1659 | 1.1471e-153 | 18.9884 | 1.1659 | 0 | 0 | 0 | 0 | 0 | 4.4959e-21 | 1.1659 | 1.1471e-153
19.0005 | 0.91904 | 0 | 0 | 0 | 0 | 0 | 1.4184e-21 | 0.91904 | 2.5047e-152 | 19.0005 | 0.91904 | 0 | 0 | 0 | 0 | 0 | 1.4184e-21 | 0.91904 | 2.5047e-152
19.0126 | 0.71491 | 0 | 0 | 0 | 0 | 0 | 4.4184e-22 | 0.71491 | 5.3847e-151 | 19.0126 | 0.71491 | 0 | 0 | 0 | 0 | 0 | 4.4184e-22 | 0.71491 | 5.3847e-151
19.0247 | 0.54882 | 0 | 0 | 0 | 0 | 0 | 1.3591e-22 | 0.54882 | 1.1399e-149 | 19.0247 | 0.54882 | 0 | 0 | 0 | 0 | 0 | 1.3591e-22 | 0.54882 | 1.1399e-149
19.0368 | 0.41579 | 0 | 0 | 0 | 0 | 0 | 4.128e-23 | 0.41579 | 2.3759e-148 | 19.0368 | 0.41579 | 0 | 0 | 0 | 0 | 0 | 4.128e-23 | 0.41579 | 2.3759e-148
19.0489 | 0.31089 | 0 | 0 | 0 | 0 | 0 | 1.2381e-23 | 0.31089 | 4.8767e-147 | 19.0489 | 0.31089 | 0 | 0 | 0 | 0 | 0 | 1.2381e-23 | 0.31089 | 4.8767e-147
19.061 | 0.22942 | 0 | 0 | 0 | 0 | 0 | 3.6671e-24 | 0.22942 | 9.8568e-146 | 19.061 | 0.22942 | 0 | 0 | 0 | 0 | 0 | 3.6671e-24 | 0.22942 | 9.8568e-146
19.0731 | 0.16709 | 0 | 0 | 0 | 0 | 0 | 1.0726e-24 | 0.16709 | 1.9619e-144 | 19.0731 | 0.16709 | 0 | 0 | 0 | 0 | 0 | 1.0726e-24 | 0.16709 | 1.9619e-144
19.0851 | 0.12012 | 0 | 0 | 0 | 0 | 0 | 3.098e-25 | 0.12012 | 3.8456e-143 | 19.0851 | 0.12012 | 0 | 0 | 0 | 0 | 0 | 3.098e-25 | 0.12012 | 3.8456e-143
19.0972 | 0.085226 | 0 | 0 | 0 | 0 | 0 | 8.8373e-26 | 0.085226 | 7.4234e-142 | 19.0972 | 0.085226 | 0 | 0 | 0 | 0 | 0 | 8.8373e-26 | 0.085226 | 7.4234e-142
19.1093 | 0.059686 | 0 | 0 | 0 | 0 | 0 | 2.4896e-26 | 0.059686 | 1.4113e-140 | 19.1093 | 0.059686 | 0 | 0 | 0 | 0 | 0 | 2.4896e-26 | 0.059686 | 1.4113e-140
19.1214 | 0.04126 | 0 | 0 | 0 | 0 | 0 | 6.9267e-27 | 0.04126 | 2.6425e-139 | 19.1214 | 0.04126 | 0 | 0 | 0 | 0 | 0 | 6.9267e-27 | 0.04126 | 2.6425e-139
19.1335 | 0.028154 | 0 | 0 | 0 | 0 | 0 | 1.9034e-27 | 0.028154 | 4.8731e-138 | 19.1335 | 0.028154 | 0 | 0 | 0 | 0 | 0 | 1.9034e-27 | 0.028154 | 4.8731e-138
19.1456 | 0.018963 | 0 | 0 | 0 | 0 | 0 | 5.1657e-28 | 0.018963 | 8.8511e-137 | 19.1456 | 0.018963 | 0 | 0 | 0 | 0 | 0 | 5.1657e-28 | 0.018963 | 8.8511e-137
19.1577 | 0.012609 | 0 | 0 | 0 | 0 | 0 | 1.3847e-28 | 0.012609 | 1.5835e-135 | 19.1577 | 0.012609 | 0 | 0 | 0 | 0 | 0 | 1.3847e-28 | 0.012609 | 1.5835e-135
19.1698 | 0.0082761 | 0 | 0 | 0 | 0 | 0 | 3.6661e-29 | 0.0082761 | 2.7904e-134 | 19.1698 | 0.0082761 | 0 | 0 | 0 | 0 | 0 | 3.6661e-29 | 0.0082761 | 2.7904e-134
19.1818 | 0.0053626 | 0 | 0 | 0 | 0 | 0 | 9.5874e-30 | 0.0053626 | 4.8435e-133 | 19.1818 | 0.0053626 | 0 | 0 | 0 | 0 | 0 | 9.5874e-30 | 0.0053626 | 4.8435e-133
19.1939 | 0.0034303 | 0 | 0 | 0 | 0 | 0 | 2.4765e-30 | 0.0034303 | 8.2815e-132 | 19.1939 | 0.0034303 | 0 | 0 | 0 | 0 | 0 | 2.4765e-30 | 0.0034303 | 8.2815e-132
19.206 | 0.0021663 | 0 | 0 | 0 | 0 | 0 | 6.319e-31 | 0.0021663 | 1.3949e-130 | 19.206 | 0.0021663 | 0 | 0 | 0 | 0 | 0 | 6.319e-31 | 0.0021663 | 1.3949e-130
19.2181 | 0.0013506 | 0 | 0 | 0 | 0 | 0 | 1.5926e-31 | 0.0013506 | 2.3144e-129 | 19.2181 | 0.0013506 | 0 | 0 | 0 | 0 | 0 | 1.5926e-31 | 0.0013506 | 2.3144e-129
19.2302 | 0.00083136 | 0 | 0 | 0 | 0 | 0 | 3.9653e-32 | 0.00083136 | 3.7829e-128 | 19.2302 | 0.00083136 | 0 | 0 | 0 | 0 | 0 | 3.9653e-32 | 0.00083136 | 3.7829e-128
19.2423 | 0.00050524 | 0 | 0 | 0 | 0 | 0 | 9.7525e-33 | 0.00050524 | 6.0916e-127 | 19.2423 | 0.00050524 | 0 | 0 | 0 | 0 | 0 | 9.7525e-33 | 0.00050524 | 6.0916e-127
19.2544 | 0.00030316 | 0 | 0 | 0 | 0 | 0 | 2.3695e-33 | 0.00030316 | 9.6639e-126 | 19.2544 | 0.00030316 | 0 | 0 | 0 | 0 | 0 | 2.3695e-33 | 0.00030316 | 9.6639e-126
19.2664 | 0.0001796 | 0 | 0 | 0 | 0 | 0 | 5.6874e-34 | 0.0001796 | 1.5104e-124 | 19.2664 | 0.0001796 | 0 | 0 | 0 | 0 | 0 | 5.6874e-34 | 0.0001796 | 1.5104e-124
19.2785 | 0.00010506 | 0 | 0 | 0 | 0 | 0 | 1.3486e-34 | 0.00010506 | 2.3259e-123 | 19.2785 | 0.00010506 | 0 | 0 | 0 | 0 | 0 | 1.3486e-34 | 0.00010506 | 2.3259e-123
19.2906 | 6.0684e-05 | 0 | 0 | 0 | 0 | 0 | 3.1593e-35 | 6.0684e-05 | 3.529e-122 | 19.2906 | 6.0684e-05 | 0 | 0 | 0 | 0 | 0 | 3.1593e-35 | 6.0684e-05 | 3.529e-122
19.3027 | 3.4611e-05 | 0 | 0 | 0 | 0 | 0 | 7.3119e-36 | 3.4611e-05 | 5.2755e-121 | 19.3027 | 3.4611e-05 | 0 | 0 | 0 | 0 | 0 | 7.3119e-36 | 3.4611e-05 | 5.2755e-121
19.3148 | 1.9492e-05 | 0 | 0 | 0 | 0 | 0 | 1.672e-36 | 1.9492e-05 | 7.7707e-120 | 19.3148 | 1.9492e-05 | 0 | 0 | 0 | 0 | 0 | 1.672e-36 | 1.9492e-05 | 7.7707e-120
19.3269 | 1.084e-05 | 0 | 0 | 0 | 0 | 0 | 3.7773e-37 | 1.084e-05 | 1.1278e-118 | 19.3269 | 1.084e-05 | 0 | 0 | 0 | 0 | 0 | 3.7773e-37 | 1.084e-05 | 1.1278e-118
19.339 | 5.953e-06 | 0 | 0 | 0 | 0 | 0 | 8.4314e-38 | 5.953e-06 | 1.613e-117 | 19.339 | 5.953e-06 | 0 | 0 | 0 | 0 | 0 | 8.4314e-38 | 5.953e-06 | 1.613e-117
19.3511 | 3.2284e-06 | 0 | 0 | 0 | 0 | 0 | 1.8595e-38 | 3.2284e-06 | 2.2732e-116 | 19.3511 | 3.2284e-06 | 0 | 0 | 0 | 0 | 0 | 1.8595e-38 | 3.2284e-06 | 2.2732e-116
19.3631 | 1.729e-06 | 0 | 0 | 0 | 0 | 0 | 4.0522e-39 | 1.729e-06 | 3.157e-115 | 19.3631 | 1.729e-06 | 0 | 0 | 0 | 0 | 0 | 4.0522e-39 | 1.729e-06 | 3.157e-115
19.3752 | 9.145e-07 | 0 | 0 | 0 | 0 | 0 | 8.7252e-40 | 9.145e-07 | 4.3206e-114 | 19.3752 | 9.145e-07 | 0 | 0 | 0 | 0 | 0 | 8.7252e-40 | 9.145e-07 | 4.3206e-114
19.3873 | 4.7768e-07 | 0 | 0 | 0 | 0 | 0 | 1.8564e-40 | 4.7768e-07 | 5.8273e-113 | 19.3873 | 4.7768e-07 | 0 | 0 | 0 | 0 | 0 | 1.8564e-40 | 4.7768e-07 | 5.8273e-113
19.3994 | 2.4642e-07 | 0 | 0 | 0 | 0 | 0 | 3.9029e-41 | 2.4642e-07 | 7.7456e-112 | 19.3994 | 2.4642e-07 | 0 | 0 | 0 | 0 | 0 | 3.9029e-41 | 2.4642e-07 | 7.7456e-112
19.4115 | 1.2555e-07 | 0 | 0 | 0 | 0 | 0 | 8.1083e-42 | 1.2555e-07 | 1.0147e-110 | 19.4115 | 1.2555e-07 | 0 | 0 | 0 | 0 | 0 | 8.1083e-42 | 1.2555e-07 | 1.0147e-110
19.4236 | 6.3178e-08 | 0 | 0 | 0 | 0 | 0 | 1.6646e-42 | 6.3178e-08 | 1.31e-109 | 19.4236 | 6.3178e-08 | 0 | 0 | 0 | 0 | 0 | 1.6646e-42 | 6.3178e-08 | 1.31e-109
19.4357 | 3.14e-08 | 0 | 0 | 0 | 0 | 0 | 3.377e-43 | 3.14e-08 | 1.6669e-108 | 19.4357 | 3.14e-08 | 0 | 0 | 0 | 0 | 0 | 3.377e-43 | 3.14e-08 | 1.6669e-108
19.4478 | 1.5414e-08 | 0 | 0 | 0 | 0 | 0 | 6.7704e-44 | 1.5414e-08 | 2.0906e-107 | 19.4478 | 1.5414e-08 | 0 | 0 | 0 | 0 | 0 | 6.7704e-44 | 1.5414e-08 | 2.0906e-107
19.4598 | 7.4739e-09 | 0 | 0 | 0 | 0 | 0 | 1.3414e-44 | 7.4739e-09 | 2.5843e-106 | 19.4598 | 7.4739e-09 | 0 | 0 | 0 | 0 | 0 | 1.3414e-44 | 7.4739e-09 | 2.5843e-106
19.4719 | 3.5795e-09 | 0 | 0 | 0 | 0 | 0 | 2.6266e-45 | 3.5795e-09 | 3.1489e-105 | 19.4719 | 3.5795e-09 | 0 | 0 | 0 | 0 | 0 | 2.6266e-45 | 3.5795e-09 | 3.1489e-105
19.484 | 1.6934e-09 | 0 | 0 | 0 | 0 | 0 | 5.0828e-46 | 1.6934e-09 | 3.7819e-104 | 19.484 | 1.6934e-09 | 0 | 0 | 0 | 0 | 0 | 5.0828e-46 | 1.6934e-09 | 3.7819e-104
19.4961 | 7.9132e-10 | 0 | 0 | 0 | 0 | 0 | 9.7209e-47 | 7.9132e-10 | 4.4774e-103 | 19.4961 | 7.9132e-10 | 0 | 0 | 0 | 0 | 0 | 9.7209e-47 | 7.9132e-10 | 4.4774e-103
19.5082 | 3.6528e-10 | 0 | 0 | 0 | 0 | 0 | 1.8375e-47 | 3.6528e-10 | 5.2252e-102 | 19.5082 | 3.6528e-10 | 0 | 0 | 0 | 0 | 0 | 1.8375e-47 | 3.6528e-10 | 5.2252e-102
19.5203 | 1.6657e-10 | 0 | 0 | 0 | 0 | 0 | 3.4327e-48 | 1.6657e-10 | 6.0113e-101 | 19.5203 | 1.6657e-10 | 0 | 0 | 0 | 0 | 0 | 3.4327e-48 | 1.6657e-10 | 6.0113e-101
19.5324 | 7.5033e-11 | 0 | 0 | 0 | 0 | 0 | 6.3385e-49 | 7.5033e-11 | 6.8174e-100 | 19.5324 | 7.5033e-11 | 0 | 0 | 0 | 0 | 0 | 6.3385e-49 | 7.5033e-11 | 6.8174e-100
19.5444 | 3.339e-11 | 0 | 0 | 0 | 0 | 0 | 1.1568e-49 | 3.339e-11 | 7.6221e-99 | 19.5444 | 3.339e-11 | 0 | 0 | 0 | 0 | 0 | 1.1568e-49 | 3.339e-11 | 7.6221e-99
19.5565 | 1.4679e-11 | 0 | 0 | 0 | 0 | 0 | 2.0868e-50 | 1.4679e-11 | 8.4013e-98 | 19.5565 | 1.4679e-11 | 0 | 0 | 0 | 0 | 0 | 2.0868e-50 | 1.4679e-11 | 8.4013e-98
19.5686 | 6.3755e-12 | 0 | 0 | 0 | 0 | 0 | 3.721e-51 | 6.3755e-12 | 9.1294e-97 | 19.5686 | 6.3755e-12 | 0 | 0 | 0 | 0 | 0 | 3.721e-51 | 6.3755e-12 | 9.1294e-97
19.5807 | 2.7356e-12 | 0 | 0 | 0 | 0 | 0 | 6.5583e-52 | 2.7356e-12 | 9.7809e-96 | 19.5807 | 2.7356e-12 | 0 | 0 | 0 | 0 | 0 | 6.5583e-52 | 2.7356e-12 | 9.7809e-96
19.5928 | 1.1597e-12 | 0 | 0 | 0 | 0 | 0 | 1.1426e-52 | 1.1597e-12 | 1.0331e-94 | 19.5928 | 1.1597e-12 | 0 | 0 | 0 | 0 | 0 | 1.1426e-52 | 1.1597e-12 | 1.0331e-94
19.6049 | 4.8573e-13 | 0 | 0 | 0 | 0 | 0 | 1.9678e-53 | 4.8573e-13 | 1.076e-93 | 19.6049 | 4.8573e-13 | 0 | 0 | 0 | 0 | 0 | 1.9678e-53 | 4.8573e-13 | 1.076e-93
19.617 | 2.0101e-13 | 0 | 0 | 0 | 0 | 0 | 3.35e-54 | 2.0101e-13 | 1.1049e-92 | 19.617 | 2.0101e-13 | 0 | 0 | 0 | 0 | 0 | 3.35e-54 | 2.0101e-13 | 1.1049e-92
19.6291 | 8.2186e-14 | 0 | 0 | 0 | 0 | 0 | 5.6379e-55 | 8.2186e-14 | 1.1187e-91 | 19.6291 | 8.2186e-14 | 0 | 0 | 0 | 0 | 0 | 5.6379e-55 | 8.2186e-14 | 1.1187e-91
19.6411 | 3.3202e-14 | 0 | 0 | 0 | 0 | 0 | 9.3799e-56 | 3.3202e-14 | 1.1169e-90 | 19.6411 | 3.3202e-14 | 0 | 0 | 0 | 0 | 0 | 9.3799e-56 | 3.3202e-14 | 1.1169e-90
19.6532 | 1.3254e-14 | 0 | 0 | 0 | 0 | 0 | 1.5427e-56 | 1.3254e-14 | 1.0995e-89 | 19.6532 | 1.3254e-14 | 0 | 0 | 0 | 0 | 0 | 1.5427e-56 | 1.3254e-14 | 1.0995e-89
19.6653 | 5.2276e-15 | 0 | 0 | 0 | 0 | 0 | 2.5085e-57 | 5.2276e-15 | 1.0674e-88 | 19.6653 | 5.2276e-15 | 0 | 0 | 0 | 0 | 0 | 2.5085e-57 | 5.2276e-15 | 1.0674e-88
19.6774 | 2.0374e-15 | 0 | 0 | 0 | 0 | 0 | 4.0324e-58 | 2.0374e-15 | 1.0218e-87 | 19.6774 | 2.0374e-15 | 0 | 0 | 0 | 0 | 0 | 4.0324e-58 | 2.0374e-15 | 1.0218e-87
19.6895 | 7.8467e-16 | 0 | 0 | 0 | 0 | 0 | 6.4085e-59 | 7.8467e-16 | 9.6458e-87 | 19.6895 | 7.8467e-16 | 0 | 0 | 0 | 0 | 0 | 6.4085e-59 | 7.8467e-16 | 9.6458e-87
19.7016 | 2.9863e-16 | 0 | 0 | 0 | 0 | 0 | 1.007e-59 | 2.9863e-16 | 8.9799e-86 | 19.7016 | 2.9863e-16 | 0 | 0 | 0 | 0 | 0 | 1.007e-59 | 2.9863e-16 | 8.9799e-86
19.7137 | 1.1231e-16 | 0 | 0 | 0 | 0 | 0 | 1.5643e-60 | 1.1231e-16 | 8.2445e-85 | 19.7137 | 1.1231e-16 | 0 | 0 | 0 | 0 | 0 | 1.5643e-60 | 1.1231e-16 | 8.2445e-85
19.7257 | 4.1738e-17 | 0 | 0 | 0 | 0 | 0 | 2.4027e-61 | 4.1738e-17 | 7.465e-84 | 19.7257 | 4.1738e-17 | 0 | 0 | 0 | 0 | 0 | 2.4027e-61 | 4.1738e-17 | 7.465e-84
19.7378 | 1.5329e-17 | 0 | 0 | 0 | 0 | 0 | 3.649e-62 | 1.5329e-17 | 6.6662e-83 | 19.7378 | 1.5329e-17 | 0 | 0 | 0 | 0 | 0 | 3.649e-62 | 1.5329e-17 | 6.6662e-83
19.7499 | 5.564e-18 | 0 | 0 | 0 | 0 | 0 | 5.4792e-63 | 5.564e-18 | 5.8711e-82 | 19.7499 | 5.564e-18 | 0 | 0 | 0 | 0 | 0 | 5.4792e-63 | 5.564e-18 | 5.8711e-82
19.762 | 1.9959e-18 | 0 | 0 | 0 | 0 | 0 | 8.1353e-64 | 1.9959e-18 | 5.1e-81 | 19.762 | 1.9959e-18 | 0 | 0 | 0 | 0 | 0 | 8.1353e-64 | 1.9959e-18 | 5.1e-81
19.7741 | 7.0756e-19 | 0 | 0 | 0 | 0 | 0 | 1.1943e-64 | 7.0756e-19 | 4.3695e-80 | 19.7741 | 7.0756e-19 | 0 | 0 | 0 | 0 | 0 | 1.1943e-64 | 7.0756e-19 | 4.3695e-80
19.7862 | 2.4791e-19 | 0 | 0 | 0 | 0 | 0 | 1.7338e-65 | 2.4791e-19 | 3.6925e-79 | 19.7862 | 2.4791e-19 | 0 | 0 | 0 | 0 | 0 | 1.7338e-65 | 2.4791e-19 | 3.6925e-79
19.7983 | 8.5847e-20 | 0 | 0 | 0 | 0 | 0 | 2.4889e-66 | 8.5847e-20 | 3.0779e-78 | 19.7983 | 8.5847e-20 | 0 | 0 | 0 | 0 | 0 | 2.4889e-66 | 8.5847e-20 | 3.0779e-78
19.8104 | 2.9382e-20 | 0 | 0 | 0 | 0 | 0 | 3.533e-67 | 2.9382e-20 | 2.5307e-77 | 19.8104 | 2.9382e-20 | 0 | 0 | 0 | 0 | 0 | 3.533e-67 | 2.9382e-20 | 2.5307e-77
19.8224 | 9.9394e-21 | 0 | 0 | 0 | 0 | 0 | 4.9593e-68 | 9.9394e-21 | 2.0525e-76 | 19.8224 | 9.9394e-21 | 0 | 0 | 0 | 0 | 0 | 4.9593e-68 | 9.9394e-21 | 2.0525e-76
19.8345 | 3.3233e-21 | 0 | 0 | 0 | 0 | 0 | 6.8841e-69 | 3.3233e-21 | 1.6421e-75 | 19.8345 | 3.3233e-21 | 0 | 0 | 0 | 0 | 0 | 6.8841e-69 | 3.3233e-21 | 1.6421e-75
19.8466 | 1.0983e-21 | 0 | 0 | 0 | 0 | 0 | 9.4501e-70 | 1.0983e-21 | 1.2959e-74 | 19.8466 | 1.0983e-21 | 0 | 0 | 0 | 0 | 0 | 9.4501e-70 | 1.0983e-21 | 1.2959e-74
19.8587 | 3.588e-22 | 0 | 0 | 0 | 0 | 0 | 1.2829e-70 | 3.588e-22 | 1.0089e-73 | 19.8587 | 3.588e-22 | 0 | 0 | 0 | 0 | 0 | 1.2829e-70 | 3.588e-22 | 1.0089e-73
19.8708 | 1.1586e-22 | 0 | 0 | 0 | 0 | 0 | 1.7224e-71 | 1.1586e-22 | 7.7492e-73 | 19.8708 | 1.1586e-22 | 0 | 0 | 0 | 0 | 0 | 1.7224e-71 | 1.1586e-22 | 7.7492e-73
19.8829 | 3.6981e-23 | 0 | 0 | 0 | 0 | 0 | 2.2869e-72 | 3.6981e-23 | 5.8717e-72 | 19.8829 | 3.6981e-23 | 0 | 0 | 0 | 0 | 0 | 2.2869e-72 | 3.6981e-23 | 5.8717e-72
19.895 | 1.1668e-23 | 0 | 0 | 0 | 0 | 0 | 3.0031e-73 | 1.1668e-23 | 4.3893e-71 | 19.895 | 1.1668e-23 | 0 | 0 | 0 | 0 | 0 | 3.0031e-73 | 1.1668e-23 | 4.3893e-71
19.9071 | 3.6394e-24 | 0 | 0 | 0 | 0 | 0 | 3.9003e-74 | 3.6394e-24 | 3.2371e-70 | 19.9071 | 3.6394e-24 | 0 | 0 | 0 | 0 | 0 | 3.9003e-74 | 3.6394e-24 | 3.2371e-70
19.9191 | 1.1222e-24 | 0 | 0 | 0 | 0 | 0 | 5.01e-75 | 1.1222e-24 | 2.3554e-69 | 19.9191 | 1.1222e-24 | 0 | 0 | 0 | 0 | 0 | 5.01e-75 | 1.1222e-24 | 2.3554e-69
19.9312 | 3.4205e-25 | 0 | 0 | 0 | 0 | 0 | 6.365e-76 | 3.4205e-25 | 1.691e-68 | 19.9312 | 3.4205e-25 | 0 | 0 | 0 | 0 | 0 | 6.365e-76 | 3.4205e-25 | 1.691e-68
19.9433 | 1.0307e-25 | 0 | 0 | 0 | 0 | 0 | 7.9982e-77 | 1.0307e-25 | 1.1978e-67 | 19.9433 | 1.0307e-25 | 0 | 0 | 0 | 0 | 0 | 7.9982e-77 | 1.0307e-25 | 1.1978e-67
19.9554 | 3.0706e-26 | 0 | 0 | 0 | 0 | 0 | 9.9409e-78 | 3.0706e-26 | 8.3712e-67 | 19.9554 | 3.0706e-26 | 0 | 0 | 0 | 0 | 0 | 9.9409e-78 | 3.0706e-26 | 8.3712e-67
19.9675 | 9.0434e-27 | 0 | 0 | 0 | 0 | 0 | 1.2221e-78 | 9.0434e-27 | 5.7729e-66 | 19.9675 | 9.0434e-27 | 0 | 0 | 0 | 0 | 0 | 1.2221e-78 | 9.0434e-27 | 5.7729e-66
19.9796 | 2.6332e-27 | 0 | 0 | 0 | 0 | 0 | 1.4861e-79 | 2.6332e-27 | 3.9282e-65 | 19.9796 | 2.6332e-27 | 0 | 0 | 0 | 0 | 0 | 1.4861e-79 | 2.6332e-27 | 3.9282e-65
19.9917 | 7.5806e-28 | 0 | 0 | 0 | 0 | 0 | 1.7875e-80 | 7.5806e-28 | 2.6376e-64 | 19.9917 | 7.5806e-28 | 0 | 0 | 0 | 0 | 0 | 1.7875e-80 | 7.5806e-28 | 2.6376e-64
20.0037 | 2.1576e-28 | 0 | 0 | 0 | 0 | 0 | 2.1268e-81 | 2.1576e-28 | 1.7476e-63 | 20.0037 | 2.1576e-28 | 0 | 0 | 0 | 0 | 0 | 2.1268e-81 | 2.1576e-28 | 1.7476e-63
20.0158 | 6.0719e-29 | 0 | 0 | 0 | 0 | 0 | 2.5031e-82 | 6.0719e-29 | 1.1426e-62 | 20.0158 | 6.0719e-29 | 0 | 0 | 0 | 0 | 0 | 2.5031e-82 | 6.0719e-29 | 1.1426e-62
20.0279 | 1.6895e-29 | 0 | 0 | 0 | 0 | 0 | 2.9142e-83 | 1.6895e-29 | 7.3724e-62 | 20.0279 | 1.6895e-29 | 0 | 0 | 0 | 0 | 0 | 2.9142e-83 | 1.6895e-29 | 7.3724e-62
20.04 | 4.6481e-30 | 0 | 0 | 0 | 0 | 0 | 3.3564e-84 | 4.6481e-30 | 4.6943e-61 | 20.04 | 4.6481e-30 | 0 | 0 | 0 | 0 | 0 | 3.3564e-84 | 4.6481e-30 | 4.6943e-61
20.0521 | 1.2644e-30 | 0 | 0 | 0 | 0 | 0 | 3.8241e-85 | 1.2644e-30 | 2.9498e-60 | 20.0521 | 1.2644e-30 | 0 | 0 | 0 | 0 | 0 | 3.8241e-85 | 1.2644e-30 | 2.9498e-60
20.0642 | 3.4011e-31 | 0 | 0 | 0 | 0 | 0 | 4.3102e-86 | 3.4011e-31 | 1.8293e-59 | 20.0642 | 3.4011e-31 | 0 | 0 | 0 | 0 | 0 | 4.3102e-86 | 3.4011e-31 | 1.8293e-59
20.0763 | 9.0461e-32 | 0 | 0 | 0 | 0 | 0 | 4.8062e-87 | 9.0461e-32 | 1.1196e-58 | 20.0763 | 9.0461e-32 | 0 | 0 | 0 | 0 | 0 | 4.8062e-87 | 9.0461e-32 | 1.1196e-58
20.0884 | 2.3792e-32 | 0 | 0 | 0 | 0 | 0 | 5.3019e-88 | 2.3792e-32 | 6.7627e-58 | 20.0884 | 2.3792e-32 | 0 | 0 | 0 | 0 | 0 | 5.3019e-88 | 2.3792e-32 | 6.7627e-58
20.1004 | 6.1877e-33 | 0 | 0 | 0 | 0 | 0 | 5.7864e-89 | 6.1877e-33 | 4.0317e-57 | 20.1004 | 6.1877e-33 | 0 | 0 | 0 | 0 | 0 | 5.7864e-89 | 6.1877e-33 | 4.0317e-57
20.1125 | 1.5914e-33 | 0 | 0 | 0 | 0 | 0 | 6.2478e-90 | 1.5914e-33 | 2.3723e-56 | 20.1125 | 1.5914e-33 | 0 | 0 | 0 | 0 | 0 | 6.2478e-90 | 1.5914e-33 | 2.3723e-56
20.1246 | 4.0473e-34 | 0 | 0 | 0 | 0 | 0 | 6.6744e-91 | 4.0473e-34 | 1.3778e-55 | 20.1246 | 4.0473e-34 | 0 | 0 | 0 | 0 | 0 | 6.6744e-91 | 4.0473e-34 | 1.3778e-55
20.1367 | 1.0179e-34 | 0 | 0 | 0 | 0 | 0 | 7.0544e-92 | 1.0179e-34 | 7.8982e-55 | 20.1367 | 1.0179e-34 | 0 | 0 | 0 | 0 | 0 | 7.0544e-92 | 1.0179e-34 | 7.8982e-55
20.1488 | 2.5319e-35 | 0 | 0 | 0 | 0 | 0 | 7.3771e-93 | 2.5319e-35 | 4.4691e-54 | 20.1488 | 2.5319e-35 | 0 | 0 | 0 | 0 | 0 | 7.3771e-93 | 2.5319e-35 | 4.4691e-54
20.1609 | 6.2281e-36 | 0 | 0 | 0 | 0 | 0 | 7.633e-94 | 6.2281e-36 | 2.4961e-53 | 20.1609 | 6.2281e-36 | 0 | 0 | 0 | 0 | 0 | 7.633e-94 | 6.2281e-36 | 2.4961e-53
20.173 | 1.5151e-36 | 0 | 0 | 0 | 0 | 0 | 7.8144e-95 | 1.5151e-36 | 1.3762e-52 | 20.173 | 1.5151e-36 | 0 | 0 | 0 | 0 | 0 | 7.8144e-95 | 1.5151e-36 | 1.3762e-52
20.185 | 3.6453e-37 | 0 | 0 | 0 | 0 | 0 | 7.9158e-96 | 3.6453e-37 | 7.4894e-52 | 20.185 | 3.6453e-37 | 0 | 0 | 0 | 0 | 0 | 7.9158e-96 | 3.6453e-37 | 7.4894e-52
20.1971 | 8.6739e-38 | 0 | 0 | 0 | 0 | 0 | 7.9342e-97 | 8.6739e-38 | 4.0236e-51 | 20.1971 | 8.6739e-38 | 0 | 0 | 0 | 0 | 0 | 7.9342e-97 | 8.6739e-38 | 4.0236e-51
20.2092 | 2.0413e-38 | 0 | 0 | 0 | 0 | 0 | 7.8692e-98 | 2.0413e-38 | 2.1339e-50 | 20.2092 | 2.0413e-38 | 0 | 0 | 0 | 0 | 0 | 7.8692e-98 | 2.0413e-38 | 2.1339e-50
20.2213 | 4.7516e-39 | 0 | 0 | 0 | 0 | 0 | 7.7229e-99 | 4.7516e-39 | 1.1172e-49 | 20.2213 | 4.7516e-39 | 0 | 0 | 0 | 0 | 0 | 7.7229e-99 | 4.7516e-39 | 1.1172e-49
20.2334 | 1.0939e-39 | 0 | 0 | 0 | 0 | 0 | 7.5e-100 | 1.0939e-39 | 5.7747e-49 | 20.2334 | 1.0939e-39 | 0 | 0 | 0 | 0 | 0 | 7.5e-100 | 1.0939e-39 | 5.7747e-49
20.2455 | 2.491e-40 | 0 | 0 | 0 | 0 | 0 | 7.2076e-101 | 2.491e-40 | 2.9467e-48 | 20.2455 | 2.491e-40 | 0 | 0 | 0 | 0 | 0 | 7.2076e-101 | 2.491e-40 | 2.9467e-48
20.2576 | 5.6107e-41 | 0 | 0 | 0 | 0 | 0 | 6.8543e-102 | 5.6107e-41 | 1.4845e-47 | 20.2576 | 5.6107e-41 | 0 | 0 | 0 | 0 | 0 | 6.8543e-102 | 5.6107e-41 | 1.4845e-47
20.2697 | 1.25e-41 | 0 | 0 | 0 | 0 | 0 | 6.4505e-103 | 1.25e-41 | 7.3835e-47 | 20.2697 | 1.25e-41 | 0 | 0 | 0 | 0 | 0 | 6.4505e-103 | 1.25e-41 | 7.3835e-47
20.2817 | 2.755e-42 | 0 | 0 | 0 | 0 | 0 | 6.0075e-104 | 2.7546e-42 | 3.6258e-46 | 20.2817 | 2.755e-42 | 0 | 0 | 0 | 0 | 0 | 6.0075e-104 | 2.7546e-42 | 3.6258e-46
20.2938 | 6.0222e-43 | 0 | 0 | 0 | 0 | 0 | 5.5369e-105 | 6.0046e-43 | 1.758e-45 | 20.2938 | 6.0222e-43 | 0 | 0 | 0 | 0 | 0 | 5.5369e-105 | 6.0046e-43 | 1.758e-45
20.3059 | 1.3789e-43 | 0 | 0 | 0 | 0 | 0 | 5.0503e-106 | 1.2948e-43 | 8.4158e-45 | 20.3059 | 1.3789e-43 | 0 | 0 | 0 | 0 | 0 | 5.0503e-106 | 1.2948e-43 | 8.4158e-45
20.318 | 6.7397e-44 | 0 | 0 | 0 | 0 | 0 | 4.5589e-107 | 2.7618e-44 | 3.978e-44 | 20.318 | 6.7397e-44 | 0 | 0 | 0 | 0 | 0 | 4.5589e-107 | 2.7618e-44 | 3.978e-44
20.3301 | 1.9149e-43 | 0 | 0 | 0 | 0 | 0 | 4.0729e-108 | 5.8274e-45 | 1.8566e-43 | 20.3301 | 1.9149e-43 | 0 | 0 | 0 | 0 | 0 | 4.0729e-108 | 5.8274e-45 | 1.8566e-43
20.3422 | 8.5685e-43 | 0 | 0 | 0 | 0 | 0 | 3.6012e-109 | 1.2164e-45 | 8.5564e-43 | 20.3422 | 8.5685e-43 | 0 | 0 | 0 | 0 | 0 | 3.6012e-109 | 1.2164e-45 | 8.5564e-43
20.3543 | 3.894e-42 | 0 | 0 | 0 | 0 | 0 | 3.1515e-110 | 2.5118e-46 | 3.8938e-42 | 20.3543 | 3.894e-42 | 0 | 0 | 0 | 0 | 0 | 3.1515e-110 | 2.5118e-46 | 3.8938e-42
20.3664 | 1.7497e-41 | 0 | 0 | 0 | 0 | 0 | 2.7296e-111 | 5.1312e-47 | 1.7497e-41 | 20.3664 | 1.7497e-41 | 0 | 0 | 0 | 0 | 0 | 2.7296e-111 | 5.1312e-47 | 1.7497e-41
20.3784 | 7.7644e-41 | 0 | 0 | 0 | 0 | 0 | 2.34e-112 | 1.037e-47 | 7.7644e-41 | 20.3784 | 7.7644e-41 | 0 | 0 | 0 | 0 | 0 | 2.34e-112 | 1.037e-47 | 7.7644e-41
20.3905 | 3.4024e-40 | 0 | 0 | 0 | 0 | 0 | 1.9855e-113 | 2.0734e-48 | 3.4024e-40 | 20.3905 | 3.4024e-40 | 0 | 0 | 0 | 0 | 0 | 1.9855e-113 | 2.0734e-48 | 3.4024e-40
20.4026 | 1.4724e-39 | 0 | 0 | 0 | 0 | 0 | 1.6675e-114 | 4.1015e-49 | 1.4724e-39 | 20.4026 | 1.4724e-39 | 0 | 0 | 0 | 0 | 0 | 1.6675e-114 | 4.1015e-49 | 1.4724e-39
20.4147 | 6.2924e-39 | 0 | 0 | 0 | 0 | 0 | 1.3862e-115 | 8.0269e-50 | 6.2924e-39 | 20.4147 | 6.2924e-39 | 0 | 0 | 0 | 0 | 0 | 1.3862e-115 | 8.0269e-50 | 6.2924e-39
20.4268 | 2.6557e-38 | 0 | 0 | 0 | 0 | 0 | 1.1406e-116 | 1.5542e-50 | 2.6557e-38 | 20.4268 | 2.6557e-38 | 0 | 0 | 0 | 0 | 0 | 1.1406e-116 | 1.5542e-50 | 2.6557e-38
20.4389 | 1.107e-37 | 0 | 0 | 0 | 0 | 0 | 9.2899e-118 | 2.9776e-51 | 1.107e-37 | 20.4389 | 1.107e-37 | 0 | 0 | 0 | 0 | 0 | 9.2899e-118 | 2.9776e-51 | 1.107e-37
20.451 | 4.557e-37 | 0 | 0 | 0 | 0 | 0 | 7.4898e-119 | 5.644e-52 | 4.557e-37 | 20.451 | 4.557e-37 | 0 | 0 | 0 | 0 | 0 | 7.4898e-119 | 5.644e-52 | 4.557e-37
20.463 | 1.8528e-36 | 0 | 0 | 0 | 0 | 0 | 5.9775e-120 | 1.0585e-52 | 1.8528e-36 | 20.463 | 1.8528e-36 | 0 | 0 | 0 | 0 | 0 | 5.9775e-120 | 1.0585e-52 | 1.8528e-36
20.4751 | 7.44e-36 | 0 | 0 | 0 | 0 | 0 | 4.7223e-121 | 1.9643e-53 | 7.44e-36 | 20.4751 | 7.44e-36 | 0 | 0 | 0 | 0 | 0 | 4.7223e-121 | 1.9643e-53 | 7.44e-36
20.4872 | 2.9509e-35 | 0 | 0 | 0 | 0 | 0 | 3.6931e-122 | 3.6068e-54 | 2.9509e-35 | 20.4872 | 2.9509e-35 | 0 | 0 | 0 | 0 | 0 | 3.6931e-122 | 3.6068e-54 | 2.9509e-35
20.4993 | 1.156e-34 | 0 | 0 | 0 | 0 | 0 | 2.8592e-123 | 6.553e-55 | 1.156e-34 | 20.4993 | 1.156e-34 | 0 | 0 | 0 | 0 | 0 | 2.8592e-123 | 6.553e-55 | 1.156e-34
20.5114 | 4.473e-34 | 0 | 0 | 0 | 0 | 0 | 2.1913e-124 | 1.1781e-55 | 4.473e-34 | 20.5114 | 4.473e-34 | 0 | 0 | 0 | 0 | 0 | 2.1913e-124 | 1.1781e-55 | 4.473e-34
20.5235 | 1.7096e-33 | 0 | 0 | 0 | 0 | 0 | 1.6626e-125 | 2.0959e-56 | 1.7096e-33 | 20.5235 | 1.7096e-33 | 0 | 0 | 0 | 0 | 0 | 1.6626e-125 | 2.0959e-56 | 1.7096e-33
20.5356 | 6.4541e-33 | 0 | 0 | 0 | 0 | 0 | 1.2489e-126 | 3.6896e-57 | 6.4541e-33 | 20.5356 | 6.4541e-33 | 0 | 0 | 0 | 0 | 0 | 1.2489e-126 | 3.6896e-57 | 6.4541e-33
20.5477 | 2.4069e-32 | 0 | 0 | 0 | 0 | 0 | 9.2871e-128 | 6.4274e-58 | 2.4069e-32 | 20.5477 | 2.4069e-32 | 0 | 0 | 0 | 0 | 0 | 9.2871e-128 | 6.4274e-58 | 2.4069e-32
20.5597 | 8.8664e-32 | 0 | 0 | 0 | 0 | 0 | 6.8373e-129 | 1.108e-58 | 8.8664e-32 | 20.5597 | 8.8664e-32 | 0 | 0 | 0 | 0 | 0 | 6.8373e-129 | 1.108e-58 | 8.8664e-32
20.5718 | 3.2265e-31 | 0 | 0 | 0 | 0 | 0 | 4.9837e-130 | 1.8902e-59 | 3.2265e-31 | 20.5718 | 3.2265e-31 | 0 | 0 | 0 | 0 | 0 | 4.9837e-130 | 1.8902e-59 | 3.2265e-31
20.5839 | 1.1599e-30 | 0 | 0 | 0 | 0 | 0 | 3.5964e-131 | 3.1912e-60 | 1.1599e-30 | 20.5839 | 1.1599e-30 | 0 | 0 | 0 | 0 | 0 | 3.5964e-131 | 3.1912e-60 | 1.1599e-30
20.596 | 4.119e-30 | 0 | 0 | 0 | 0 | 0 | 2.5696e-132 | 5.3318e-61 | 4.119e-30 | 20.596 | 4.119e-30 | 0 | 0 | 0 | 0 | 0 | 2.5696e-132 | 5.3318e-61 | 4.119e-30
20.6081 | 1.4451e-29 | 0 | 0 | 0 | 0 | 0 | 1.8178e-133 | 8.8161e-62 | 1.4451e-29 | 20.6081 | 1.4451e-29 | 0 | 0 | 0 | 0 | 0 | 1.8178e-133 | 8.8161e-62 | 1.4451e-29
20.6202 | 5.0085e-29 | 0 | 0 | 0 | 0 | 0 | 1.2732e-134 | 1.4427e-62 | 5.0085e-29 | 20.6202 | 5.0085e-29 | 0 | 0 | 0 | 0 | 0 | 1.2732e-134 | 1.4427e-62 | 5.0085e-29
20.6323 | 1.715e-28 | 0 | 0 | 0 | 0 | 0 | 8.8299e-136 | 2.3365e-63 | 1.715e-28 | 20.6323 | 1.715e-28 | 0 | 0 | 0 | 0 | 0 | 8.8299e-136 | 2.3365e-63 | 1.715e-28
20.6443 | 5.8016e-28 | 0 | 0 | 0 | 0 | 0 | 6.0633e-137 | 3.7452e-64 | 5.8016e-28 | 20.6443 | 5.8016e-28 | 0 | 0 | 0 | 0 | 0 | 6.0633e-137 | 3.7452e-64 | 5.8016e-28
20.6564 | 1.9391e-27 | 0 | 0 | 0 | 0 | 0 | 4.1226e-138 | 5.9415e-65 | 1.9391e-27 | 20.6564 | 1.9391e-27 | 0 | 0 | 0 | 0 | 0 | 4.1226e-138 | 5.9415e-65 | 1.9391e-27
20.6685 | 6.4033e-27 | 0 | 0 | 0 | 0 | 0 | 2.7755e-139 | 9.3292e-66 | 6.4033e-27 | 20.6685 | 6.4033e-27 | 0 | 0 | 0 | 0 | 0 | 2.7755e-139 | 9.3292e-66 | 6.4033e-27
20.6806 | 2.0892e-26 | 0 | 0 | 0 | 0 | 0 | 1.8503e-140 | 1.4499e-66 | 2.0892e-26 | 20.6806 | 2.0892e-26 | 0 | 0 | 0 | 0 | 0 | 1.8503e-140 | 1.4499e-66 | 2.0892e-26
20.6927 | 6.735e-26 | 0 | 0 | 0 | 0 | 0 | 1.2214e-141 | 2.2302e-67 | 6.735e-26 | 20.6927 | 6.735e-26 | 0 | 0 | 0 | 0 | 0 | 1.2214e-141 | 2.2302e-67 | 6.735e-26
20.7048 | 2.1453e-25 | 0 | 0 | 0 | 0 | 0 | 7.9844e-143 | 3.3956e-68 | 2.1453e-25 | 20.7048 | 2.1453e-25 | 0 | 0 | 0 | 0 | 0 | 7.9844e-143 | 3.3956e-68 | 2.1453e-25
20.7169 | 6.7519e-25 | 0 | 0 | 0 | 0 | 0 | 5.1684e-144 | 5.1173e-69 | 6.7519e-25 | 20.7169 | 6.7519e-25 | 0 | 0 | 0 | 0 | 0 | 5.1684e-144 | 5.1173e-69 | 6.7519e-25
20.729 | 2.0998e-24 | 0 | 0 | 0 | 0 | 0 | 3.313e-145 | 7.6335e-70 | 2.0998e-24 | 20.729 | 2.0998e-24 | 0 | 0 | 0 | 0 | 0 | 3.313e-145 | 7.6335e-70 | 2.0998e-24
20.741 | 6.4526e-24 | 0 | 0 | 0 | 0 | 0 | 2.1031e-146 | 1.1272e-70 | 6.4526e-24 | 20.741 | 6.4526e-24 | 0 | 0 | 0 | 0 | 0 | 2.1031e-146 | 1.1272e-70 | 6.4526e-24
20.7531 | 1.9594e-23 | 0 | 0 | 0 | 0 | 0 | 1.3221e-147 | 1.6475e-71 | 1.9594e-23 | 20.7531 | 1.9594e-23 | 0 | 0 | 0 | 0 | 0 | 1.3221e-147 | 1.6475e-71 | 1.9594e-23
20.7652 | 5.8795e-23 | 0 | 0 | 0 | 0 | 0 | 8.2304e-149 | 2.3837e-72 | 5.8795e-23 | 20.7652 | 5.8795e-23 | 0 | 0 | 0 | 0 | 0 | 8.2304e-149 | 2.3837e-72 | 5.8795e-23
20.7773 | 1.7434e-22 | 0 | 0 | 0 | 0 | 0 | 5.0743e-150 | 3.414e-73 | 1.7434e-22 | 20.7773 | 1.7434e-22 | 0 | 0 | 0 | 0 | 0 | 5.0743e-150 | 3.414e-73 | 1.7434e-22
20.7894 | 5.1088e-22 | 0 | 0 | 0 | 0 | 0 | 3.0983e-151 | 4.8405e-74 | 5.1088e-22 | 20.7894 | 5.1088e-22 | 0 | 0 | 0 | 0 | 0 | 3.0983e-151 | 4.8405e-74 | 5.1088e-22
20.8015 | 1.4794e-21 | 0 | 0 | 0 | 0 | 0 | 1.8735e-152 | 6.794e-75 | 1.4794e-21 | 20.8015 | 1.4794e-21 | 0 | 0 | 0 | 0 | 0 | 1.8735e-152 | 6.794e-75 | 1.4794e-21
20.8136 | 4.2339e-21 | 0 | 0 | 0 | 0 | 0 | 1.122e-153 | 9.44e-76 | 4.2339e-21 | 20.8136 | 4.2339e-21 | 0 | 0 | 0 | 0 | 0 | 1.122e-153 | 9.44e-76 | 4.2339e-21
20.8257 | 1.1975e-20 | 0 | 0 | 0 | 0 | 0 | 6.6552e-155 | 1.2985e-76 | 1.1975e-20 | 20.8257 | 1.1975e-20 | 0 | 0 | 0 | 0 | 0 | 6.6552e-155 | 1.2985e-76 | 1.1975e-20
20.8377 | 3.3472e-20 | 0 | 0 | 0 | 0 | 0 | 3.9097e-156 | 1.7683e-77 | 3.3472e-20 | 20.8377 | 3.3472e-20 | 0 | 0 | 0 | 0 | 0 | 3.9097e-156 | 1.7683e-77 | 3.3472e-20
20.8498 | 9.2467e-20 | 0 | 0 | 0 | 0 | 0 | 2.2748e-157 | 2.384e-78 | 9.2467e-20 | 20.8498 | 9.2467e-20 | 0 | 0 | 0 | 0 | 0 | 2.2748e-157 | 2.384e-78 | 9.2467e-20
20.8619 | 2.5246e-19 | 0 | 0 | 0 | 0 | 0 | 1.3109e-158 | 3.182e-79 | 2.5246e-19 | 20.8619 | 2.5246e-19 | 0 | 0 | 0 | 0 | 0 | 1.3109e-158 | 3.182e-79 | 2.5246e-19
20.874 | 6.8128e-19 | 0 | 0 | 0 | 0 | 0 | 7.4828e-160 | 4.2049e-80 | 6.8128e-19 | 20.874 | 6.8128e-19 | 0 | 0 | 0 | 0 | 0 | 7.4828e-160 | 4.2049e-80 | 6.8128e-19
20.8861 | 1.8171e-18 | 0 | 0 | 0 | 0 | 0 | 4.2305e-161 | 5.5013e-81 | 1.8171e-18 | 20.8861 | 1.8171e-18 | 0 | 0 | 0 | 0 | 0 | 4.2305e-161 | 5.5013e-81 | 1.8171e-18
20.8982 | 4.7902e-18 | 0 | 0 | 0 | 0 | 0 | 2.369e-162 | 7.1261e-82 | 4.7902e-18 | 20.8982 | 4.7902e-18 | 0 | 0 | 0 | 0 | 0 | 2.369e-162 | 7.1261e-82 | 4.7902e-18
20.9103 | 1.2482e-17 | 0 | 0 | 0 | 0 | 0 | 1.3141e-163 | 9.1393e-83 | 1.2482e-17 | 20.9103 | 1.2482e-17 | 0 | 0 | 0 | 0 | 0 | 1.3141e-163 | 9.1393e-83 | 1.2482e-17
20.9223 | 3.2148e-17 | 0 | 0 | 0 | 0 | 0 | 7.2199e-165 | 1.1606e-83 | 3.2148e-17 | 20.9223 | 3.2148e-17 | 0 | 0 | 0 | 0 | 0 | 7.2199e-165 | 1.1606e-83 | 3.2148e-17
20.9344 | 8.1842e-17 | 0 | 0 | 0 | 0 | 0 | 3.9294e-166 | 1.4592e-84 | 8.1842e-17 | 20.9344 | 8.1842e-17 | 0 | 0 | 0 | 0 | 0 | 3.9294e-166 | 1.4592e-84 | 8.1842e-17
20.9465 | 2.0595e-16 | 0 | 0 | 0 | 0 | 0 | 2.1184e-167 | 1.8166e-85 | 2.0595e-16 | 20.9465 | 2.0595e-16 | 0 | 0 | 0 | 0 | 0 | 2.1184e-167 | 1.8166e-85 | 2.0595e-16
20.9586 | 5.1232e-16 | 0 | 0 | 0 | 0 | 0 | 1.1313e-168 | 2.2392e-86 | 5.1232e-16 | 20.9586 | 5.1232e-16 | 0 | 0 | 0 | 0 | 0 | 1.1313e-168 | 2.2392e-86 | 5.1232e-16
20.9707 | 1.2598e-15 | 0 | 0 | 0 | 0 | 0 | 5.9846e-170 | 2.7332e-87 | 1.2598e-15 | 20.9707 | 1.2598e-15 | 0 | 0 | 0 | 0 | 0 | 5.9846e-170 | 2.7332e-87 | 1.2598e-15
20.9828 | 3.0623e-15 | 0 | 0 | 0 | 0 | 0 | 3.1362e-171 | 3.3034e-88 | 3.0623e-15 | 20.9828 | 3.0623e-15 | 0 | 0 | 0 | 0 | 0 | 3.1362e-171 | 3.3034e-88 | 3.0623e-15
20.9949 | 7.3585e-15 | 0 | 0 | 0 | 0 | 0 | 1.6281e-172 | 3.9534e-89 | 7.3585e-15 | 20.9949 | 7.3585e-15 | 0 | 0 | 0 | 0 | 0 | 1.6281e-172 | 3.9534e-89 | 7.3585e-15
21.007 | 1.748e-14 | 0 | 0 | 0 | 0 | 0 | 8.3732e-174 | 4.6852e-90 | 1.748e-14 | 21.007 | 1.748e-14 | 0 | 0 | 0 | 0 | 0 | 8.3732e-174 | 4.6852e-90 | 1.748e-14
21.019 | 4.1051e-14 | 0 | 0 | 0 | 0 | 0 | 4.266e-175 | 5.4984e-91 | 4.1051e-14 | 21.019 | 4.1051e-14 | 0 | 0 | 0 | 0 | 0 | 4.266e-175 | 5.4984e-91 | 4.1051e-14
21.0311 | 9.5309e-14 | 0 | 0 | 0 | 0 | 0 | 2.1532e-176 | 6.3898e-92 | 9.5309e-14 | 21.0311 | 9.5309e-14 | 0 | 0 | 0 | 0 | 0 | 2.1532e-176 | 6.3898e-92 | 9.5309e-14
21.0432 | 2.1876e-13 | 0 | 0 | 0 | 0 | 0 | 1.0767e-177 | 7.3536e-93 | 2.1876e-13 | 21.0432 | 2.1876e-13 | 0 | 0 | 0 | 0 | 0 | 1.0767e-177 | 7.3536e-93 | 2.1876e-13
21.0553 | 4.9643e-13 | 0 | 0 | 0 | 0 | 0 | 5.3339e-179 | 8.3808e-94 | 4.9643e-13 | 21.0553 | 4.9643e-13 | 0 | 0 | 0 | 0 | 0 | 5.3339e-179 | 8.3808e-94 | 4.9643e-13
21.0674 | 1.1138e-12 | 0 | 0 | 0 | 0 | 0 | 2.6179e-180 | 9.4588e-95 | 1.1138e-12 | 21.0674 | 1.1138e-12 | 0 | 0 | 0 | 0 | 0 | 2.6179e-180 | 9.4588e-95 | 1.1138e-12
21.0795 | 2.4705e-12 | 0 | 0 | 0 | 0 | 0 | 1.273e-181 | 1.0572e-95 | 2.4705e-12 | 21.0795 | 2.4705e-12 | 0 | 0 | 0 | 0 | 0 | 1.273e-181 | 1.0572e-95 | 2.4705e-12
21.0916 | 5.4183e-12 | 0 | 0 | 0 | 0 | 0 | 6.1327e-183 | 1.1703e-96 | 5.4183e-12 | 21.0916 | 5.4183e-12 | 0 | 0 | 0 | 0 | 0 | 6.1327e-183 | 1.1703e-96 | 5.4183e-12
21.1036 | 1.1749e-11 | 0 | 0 | 0 | 0 | 0 | 2.9273e-184 | 1.283e-97 | 1.1749e-11 | 21.1036 | 1.1749e-11 | 0 | 0 | 0 | 0 | 0 | 2.9273e-184 | 1.283e-97 | 1.1749e-11
21.1157 | 2.5191e-11 | 0 | 0 | 0 | 0 | 0 | 1.3844e-185 | 1.393e-98 | 2.5191e-11 | 21.1157 | 2.5191e-11 | 0 | 0 | 0 | 0 | 0 | 1.3844e-185 | 1.393e-98 | 2.5191e-11
21.1278 | 5.3403e-11 | 0 | 0 | 0 | 0 | 0 | 6.487e-187 | 1.4979e-99 | 5.3403e-11 | 21.1278 | 5.3403e-11 | 0 | 0 | 0 | 0 | 0 | 6.487e-187 | 1.4979e-99 | 5.3403e-11
21.1399 | 1.1194e-10 | 0 | 0 | 0 | 0 | 0 | 3.0118e-188 | 1.5953e-100 | 1.1194e-10 | 21.1399 | 1.1194e-10 | 0 | 0 | 0 | 0 | 0 | 3.0118e-188 | 1.5953e-100 | 1.1194e-10
21.152 | 2.3203e-10 | 0 | 0 | 0 | 0 | 0 | 1.3855e-189 | 1.6827e-101 | 2.3203e-10 | 21.152 | 2.3203e-10 | 0 | 0 | 0 | 0 | 0 | 1.3855e-189 | 1.6827e-101 | 2.3203e-10
21.1641 | 4.7556e-10 | 0 | 0 | 0 | 0 | 0 | 6.3154e-191 | 1.758e-102 | 4.7556e-10 | 21.1641 | 4.7556e-10 | 0 | 0 | 0 | 0 | 0 | 6.3154e-191 | 1.758e-102 | 4.7556e-10
21.1762 | 9.6383e-10 | 0 | 0 | 0 | 0 | 0 | 2.8524e-192 | 1.8191e-103 | 9.6383e-10 | 21.1762 | 9.6383e-10 | 0 | 0 | 0 | 0 | 0 | 2.8524e-192 | 1.8191e-103 | 9.6383e-10
21.1883 | 1.9317e-09 | 0 | 0 | 0 | 0 | 0 | 1.2766e-193 | 1.8645e-104 | 1.9317e-09 | 21.1883 | 1.9317e-09 | 0 | 0 | 0 | 0 | 0 | 1.2766e-193 | 1.8645e-104 | 1.9317e-09
21.2003 | 3.8283e-09 | 0 | 0 | 0 | 0 | 0 | 5.6611e-195 | 1.8928e-105 | 3.8283e-09 | 21.2003 | 3.8283e-09 | 0 | 0 | 0 | 0 | 0 | 5.6611e-195 | 1.8928e-105 | 3.8283e-09
21.2124 | 7.503e-09 | 0 | 0 | 0 | 0 | 0 | 2.4877e-196 | 1.9033e-106 | 7.503e-09 | 21.2124 | 7.503e-09 | 0 | 0 | 0 | 0 | 0 | 2.4877e-196 | 1.9033e-106 | 7.503e-09
21.2245 | 1.4542e-08 | 0 | 0 | 0 | 0 | 0 | 1.0833e-197 | 1.8958e-107 | 1.4542e-08 | 21.2245 | 1.4542e-08 | 0 | 0 | 0 | 0 | 0 | 1.0833e-197 | 1.8958e-107 | 1.4542e-08
21.2366 | 2.7873e-08 | 0 | 0 | 0 | 0 | 0 | 4.6746e-199 | 1.8704e-108 | 2.7873e-08 | 21.2366 | 2.7873e-08 | 0 | 0 | 0 | 0 | 0 | 4.6746e-199 | 1.8704e-108 | 2.7873e-08
21.2487 | 5.2836e-08 | 0 | 0 | 0 | 0 | 0 | 1.9989e-200 | 1.828e-109 | 5.2836e-08 | 21.2487 | 5.2836e-08 | 0 | 0 | 0 | 0 | 0 | 1.9989e-200 | 1.828e-109 | 5.2836e-08
21.2608 | 9.905e-08 | 0 | 0 | 0 | 0 | 0 | 8.4705e-202 | 1.7696e-110 | 9.905e-08 | 21.2608 | 9.905e-08 | 0 | 0 | 0 | 0 | 0 | 8.4705e-202 | 1.7696e-110 | 9.905e-08
21.2729 | 1.8364e-07 | 0 | 0 | 0 | 0 | 0 | 3.5571e-203 | 1.6971e-111 | 1.8364e-07 | 21.2729 | 1.8364e-07 | 0 | 0 | 0 | 0 | 0 | 3.5571e-203 | 1.6971e-111 | 1.8364e-07
21.285 | 3.3674e-07 | 0 | 0 | 0 | 0 | 0 | 1.4803e-204 | 1.6122e-112 | 3.3674e-07 | 21.285 | 3.3674e-07 | 0 | 0 | 0 | 0 | 0 | 1.4803e-204 | 1.6122e-112 | 3.3674e-07
21.297 | 6.1071e-07 | 0 | 0 | 0 | 0 | 0 | 6.1053e-206 | 1.5172e-113 | 6.1071e-07 | 21.297 | 6.1071e-07 | 0 | 0 | 0 | 0 | 0 | 6.1053e-206 | 1.5172e-113 | 6.1071e-07
21.3091 | 1.0954e-06 | 0 | 0 | 0 | 0 | 0 | 2.4954e-207 | 1.4144e-114 | 1.0954e-06 | 21.3091 | 1.0954e-06 | 0 | 0 | 0 | 0 | 0 | 2.4954e-207 | 1.4144e-114 | 1.0954e-06
21.3212 | 1.9434e-06 | 0 | 0 | 0 | 0 | 0 | 1.0108e-208 | 1.3063e-115 | 1.9434e-06 | 21.3212 | 1.9434e-06 | 0 | 0 | 0 | 0 | 0 | 1.0108e-208 | 1.3063e-115 | 1.9434e-06
21.3333 | 3.4103e-06 | 0 | 0 | 0 | 0 | 0 | 4.0581e-210 | 1.1952e-116 | 3.4103e-06 | 21.3333 | 3.4103e-06 | 0 | 0 | 0 | 0 | 0 | 4.0581e-210 | 1.1952e-116 | 3.4103e-06
21.3454 | 5.919e-06 | 0 | 0 | 0 | 0 | 0 | 1.6146e-211 | 1.0834e-117 | 5.919e-06 | 21.3454 | 5.919e-06 | 0 | 0 | 0 | 0 | 0 | 1.6146e-211 | 1.0834e-117 | 5.919e-06
21.3575 | 1.0162e-05 | 0 | 0 | 0 | 0 | 0 | 6.3672e-213 | 9.7289e-119 | 1.0162e-05 | 21.3575 | 1.0162e-05 | 0 | 0 | 0 | 0 | 0 | 6.3672e-213 | 9.7289e-119 | 1.0162e-05
21.3696 | 1.7256e-05 | 0 | 0 | 0 | 0 | 0 | 2.4885e-214 | 8.6555e-120 | 1.7256e-05 | 21.3696 | 1.7256e-05 | 0 | 0 | 0 | 0 | 0 | 2.4885e-214 | 8.6555e-120 | 1.7256e-05
21.3816 | 2.8985e-05 | 0 | 0 | 0 | 0 | 0 | 9.6396e-216 | 7.6292e-121 | 2.8985e-05 | 21.3816 | 2.8985e-05 | 0 | 0 | 0 | 0 | 0 | 9.6396e-216 | 7.6292e-121 | 2.8985e-05
21.3937 | 4.8161e-05 | 0 | 0 | 0 | 0 | 0 | 3.701e-217 | 6.6624e-122 | 4.8161e-05 | 21.3937 | 4.8161e-05 | 0 | 0 | 0 | 0 | 0 | 3.701e-217 | 6.6624e-122 | 4.8161e-05
21.4058 | 7.9159e-05 | 0 | 0 | 0 | 0 | 0 | 1.4084e-218 | 5.7644e-123 | 7.9159e-05 | 21.4058 | 7.9159e-05 | 0 | 0 | 0 | 0 | 0 | 1.4084e-218 | 5.7644e-123 | 7.9159e-05
21.4179 | 0.0001287 | 0 | 0 | 0 | 0 | 0 | 5.3123e-220 | 4.9415e-124 | 0.0001287 | 21.4179 | 0.0001287 | 0 | 0 | 0 | 0 | 0 | 5.3123e-220 | 4.9415e-124 | 0.0001287
21.43 | 0.00020701 | 0 | 0 | 0 | 0 | 0 | 1.986e-221 | 4.197e-125 | 0.00020701 | 21.43 | 0.00020701 | 0 | 0 | 0 | 0 | 0 | 1.986e-221 | 4.197e-125 | 0.00020701
21.4421 | 0.00032937 | 0 | 0 | 0 | 0 | 0 | 7.3597e-223 | 3.532e-126 | 0.00032937 | 21.4421 | 0.00032937 | 0 | 0 | 0 | 0 | 0 | 7.3597e-223 | 3.532e-126 | 0.00032937
21.4542 | 0.00051844 | 0 | 0 | 0 | 0 | 0 | 2.7034e-224 | 2.9451e-127 | 0.00051844 | 21.4542 | 0.00051844 | 0 | 0 | 0 | 0 | 0 | 2.7034e-224 | 2.9451e-127 | 0.00051844
21.4663 | 0.00080731 | 0 | 0 | 0 | 0 | 0 | 9.8429e-226 | 2.4332e-128 | 0.00080731 | 21.4663 | 0.00080731 | 0 | 0 | 0 | 0 | 0 | 9.8429e-226 | 2.4332e-128 | 0.00080731
21.4783 | 0.0012437 | 0 | 0 | 0 | 0 | 0 | 3.5524e-227 | 1.9919e-129 | 0.0012437 | 21.4783 | 0.0012437 | 0 | 0 | 0 | 0 | 0 | 3.5524e-227 | 1.9919e-129 | 0.0012437
21.4904 | 0.0018955 | 0 | 0 | 0 | 0 | 0 | 1.2709e-228 | 1.6158e-130 | 0.0018955 | 21.4904 | 0.0018955 | 0 | 0 | 0 | 0 | 0 | 1.2709e-228 | 1.6158e-130 | 0.0018955
21.5025 | 0.0028581 | 0 | 0 | 0 | 0 | 0 | 4.5072e-230 | 1.2988e-131 | 0.0028581 | 21.5025 | 0.0028581 | 0 | 0 | 0 | 0 | 0 | 4.5072e-230 | 1.2988e-131 | 0.0028581
21.5146 | 0.0042638 | 0 | 0 | 0 | 0 | 0 | 1.5845e-231 | 1.0344e-132 | 0.0042638 | 21.5146 | 0.0042638 | 0 | 0 | 0 | 0 | 0 | 1.5845e-231 | 1.0344e-132 | 0.0042638
21.5267 | 0.0062932 | 0 | 0 | 0 | 0 | 0 | 5.5219e-233 | 8.1643e-134 | 0.0062932 | 21.5267 | 0.0062932 | 0 | 0 | 0 | 0 | 0 | 5.5219e-233 | 8.1643e-134 | 0.0062932
21.5388 | 0.0091901 | 0 | 0 | 0 | 0 | 0 | 1.9076e-234 | 6.3852e-135 | 0.0091901 | 21.5388 | 0.0091901 | 0 | 0 | 0 | 0 | 0 | 1.9076e-234 | 6.3852e-135 | 0.0091901
21.5509 | 0.013278 | 0 | 0 | 0 | 0 | 0 | 6.5333e-236 | 4.9486e-136 | 0.013278 | 21.5509 | 0.013278 | 0 | 0 | 0 | 0 | 0 | 6.5333e-236 | 4.9486e-136 | 0.013278
21.5629 | 0.018983 | 0 | 0 | 0 | 0 | 0 | 2.2181e-237 | 3.8006e-137 | 0.018983 | 21.5629 | 0.018983 | 0 | 0 | 0 | 0 | 0 | 2.2181e-237 | 3.8006e-137 | 0.018983
21.575 | 0.026851 | 0 | 0 | 0 | 0 | 0 | 7.4659e-239 | 2.8926e-138 | 0.026851 | 21.575 | 0.026851 | 0 | 0 | 0 | 0 | 0 | 7.4659e-239 | 2.8926e-138 | 0.026851
21.5871 | 0.037581 | 0 | 0 | 0 | 0 | 0 | 2.4912e-240 | 2.1817e-139 | 0.037581 | 21.5871 | 0.037581 | 0 | 0 | 0 | 0 | 0 | 2.4912e-240 | 2.1817e-139 | 0.037581
21.5992 | 0.052046 | 0 | 0 | 0 | 0 | 0 | 8.2412e-242 | 1.6307e-140 | 0.052046 | 21.5992 | 0.052046 | 0 | 0 | 0 | 0 | 0 | 8.2412e-242 | 1.6307e-140 | 0.052046
21.6113 | 0.071322 | 0 | 0 | 0 | 0 | 0 | 2.7029e-243 | 1.208e-141 | 0.071322 | 21.6113 | 0.071322 | 0 | 0 | 0 | 0 | 0 | 2.7029e-243 | 1.208e-141 | 0.071322
21.6234 | 0.096712 | 0 | 0 | 0 | 0 | 0 | 8.7885e-245 | 8.8678e-143 | 0.096712 | 21.6234 | 0.096712 | 0 | 0 | 0 | 0 | 0 | 8.7885e-245 | 8.8678e-143 | 0.096712
21.6355 | 0.12977 | 0 | 0 | 0 | 0 | 0 | 2.8332e-246 | 6.4517e-144 | 0.12977 | 21.6355 | 0.12977 | 0 | 0 | 0 | 0 | 0 | 2.8332e-246 | 6.4517e-144 | 0.12977
21.6476 | 0.17231 | 0 | 0 | 0 | 0 | 0 | 9.0552e-248 | 4.652e-145 | 0.17231 | 21.6476 | 0.17231 | 0 | 0 | 0 | 0 | 0 | 9.0552e-248 | 4.652e-145 | 0.17231
21.6596 | 0.22641 | 0 | 0 | 0 | 0 | 0 | 2.8695e-249 | 3.3245e-146 | 0.22641 | 21.6596 | 0.22641 | 0 | 0 | 0 | 0 | 0 | 2.8695e-249 | 3.3245e-146 | 0.22641
21.6717 | 0.29439 | 0 | 0 | 0 | 0 | 0 | 9.0155e-251 | 2.3546e-147 | 0.29439 | 21.6717 | 0.29439 | 0 | 0 | 0 | 0 | 0 | 9.0155e-251 | 2.3546e-147 | 0.29439
21.6838 | 0.37881 | 0 | 0 | 0 | 0 | 0 | 2.8085e-252 | 1.6529e-148 | 0.37881 | 21.6838 | 0.37881 | 0 | 0 | 0 | 0 | 0 | 2.8085e-252 | 1.6529e-148 | 0.37881
21.6959 | 0.48238 | 0 | 0 | 0 | 0 | 0 | 8.6745e-254 | 1.15e-149 | 0.48238 | 21.6959 | 0.48238 | 0 | 0 | 0 | 0 | 0 | 8.6745e-254 | 1.15e-149 | 0.48238
21.708 | 0.60791 | 0 | 0 | 0 | 0 | 0 | 2.6566e-255 | 7.9302e-151 | 0.60791 | 21.708 | 0.60791 | 0 | 0 | 0 | 0 | 0 | 2.6566e-255 | 7.9302e-151 | 0.60791
21.7201 | 0.75818 | 0 | 0 | 0 | 0 | 0 | 8.0669e-257 | 5.4202e-152 | 0.75818 | 21.7201 | 0.75818 | 0 | 0 | 0 | 0 | 0 | 8.0669e-257 | 5.4202e-152 | 0.75818
21.7322 | 0.93583 | 0 | 0 | 0 | 0 | 0 | 2.4289e-258 | 3.672e-153 | 0.93583 | 21.7322 | 0.93583 | 0 | 0 | 0 | 0 | 0 | 2.4289e-258 | 3.672e-153 | 0.93583
21.7443 | 1.1432 | 0 | 0 | 0 | 0 | 0 | 7.2515e-260 | 2.4657e-154 | 1.1432 | 21.7443 | 1.1432 | 0 | 0 | 0 | 0 | 0 | 7.2515e-260 | 2.4657e-154 | 1.1432
21.7563 | 1.3822 | 0 | 0 | 0 | 0 | 0 | 2.1467e-261 | 1.6411e-155 | 1.3822 | 21.7563 | 1.3822 | 0 | 0 | 0 | 0 | 0 | 2.1467e-261 | 1.6411e-155 | 1.3822
21.7684 | 1.6539 | 0 | 0 | 0 | 0 | 0 | 6.3017e-263 | 1.0827e-156 | 1.6539 | 21.7684 | 1.6539 | 0 | 0 | 0 | 0 | 0 | 6.3017e-263 | 1.0827e-156 | 1.6539
21.7805 | 1.9588 | 0 | 0 | 0 | 0 | 0 | 1.8343e-264 | 7.0806e-158 | 1.9588 | 21.7805 | 1.9588 | 0 | 0 | 0 | 0 | 0 | 1.8343e-264 | 7.0806e-158 | 1.9588
21.7926 | 2.2961 | 0 | 0 | 0 | 0 | 0 | 5.2948e-266 | 4.5899e-159 | 2.2961 | 21.7926 | 2.2961 | 0 | 0 | 0 | 0 | 0 | 5.2948e-266 | 4.5899e-159 | 2.2961
21.8047 | 2.664 | 0 | 0 | 0 | 0 | 0 | 1.5155e-267 | 2.9493e-160 | 2.664 | 21.8047 | 2.664 | 0 | 0 | 0 | 0 | 0 | 1.5155e-267 | 2.9493e-160 | 2.664
21.8168 | 3.0593 | 0 | 0 | 0 | 0 | 0 | 4.3017e-269 | 1.8786e-161 | 3.0593 | 21.8168 | 3.0593 | 0 | 0 | 0 | 0 | 0 | 4.3017e-269 | 1.8786e-161 | 3.0593
21.8289 | 3.4775 | 0 | 0 | 0 | 0 | 0 | 1.2108e-270 | 1.1862e-162 | 3.4775 | 21.8289 | 3.4775 | 0 | 0 | 0 | 0 | 0 | 1.2108e-270 | 1.1862e-162 | 3.4775
21.8409 | 3.9126 | 0 | 0 | 0 | 0 | 0 | 3.3798e-272 | 7.4248e-164 | 3.9126 | 21.8409 | 3.9126 | 0 | 0 | 0 | 0 | 0 | 3.3798e-272 | 7.4248e-164 | 3.9126
21.853 | 4.3575 | 0 | 0 | 0 | 0 | 0 | 9.3556e-274 | 4.6071e-165 | 4.3575 | 21.853 | 4.3575 | 0 | 0 | 0 | 0 | 0 | 9.3556e-274 | 4.6071e-165 | 4.3575
21.8651 | 4.8038 | 0 | 0 | 0 | 0 | 0 | 2.5683e-275 | 2.8339e-166 | 4.8038 | 21.8651 | 4.8038 | 0 | 0 | 0 | 0 | 0 | 2.5683e-275 | 2.8339e-166 | 4.8038
21.8772 | 5.2422 | 0 | 0 | 0 | 0 | 0 | 6.9919e-277 | 1.7281e-167 | 5.2422 | 21.8772 | 5.2422 | 0 | 0 | 0 | 0 | 0 | 6.9919e-277 | 1.7281e-167 | 5.2422
21.8893 | 5.6628 | 0 | 0 | 0 | 0 | 0 | 1.8877e-278 | 1.0447e-168 | 5.6628 | 21.8893 | 5.6628 | 0 | 0 | 0 | 0 | 0 | 1.8877e-278 | 1.0447e-168 | 5.6628
21.9014 | 6.0555 | 0 | 0 | 0 | 0 | 0 | 5.0546e-280 | 6.261e-170 | 6.0555 | 21.9014 | 6.0555 | 0 | 0 | 0 | 0 | 0 | 5.0546e-280 | 6.261e-170 | 6.0555
21.9135 | 6.4101 | 0 | 0 | 0 | 0 | 0 | 1.3423e-281 | 3.7201e-171 | 6.4101 | 21.9135 | 6.4101 | 0 | 0 | 0 | 0 | 0 | 1.3423e-281 | 3.7201e-171 | 6.4101
21.9256 | 6.7173 | 0 | 0 | 0 | 0 | 0 | 3.5351e-283 | 2.1913e-172 | 6.7173 | 21.9256 | 6.7173 | 0 | 0 | 0 | 0 | 0 | 3.5351e-283 | 2.1913e-172 | 6.7173
21.9376 | 6.9686 | 0 | 0 | 0 | 0 | 0 | 9.2339e-285 | 1.2797e-173 | 6.9686 | 21.9376 | 6.9686 | 0 | 0 | 0 | 0 | 0 | 9.2339e-285 | 1.2797e-173 | 6.9686
21.9497 | 7.1568 | 0 | 0 | 0 | 0 | 0 | 2.3922e-286 | 7.4096e-175 | 7.1568 | 21.9497 | 7.1568 | 0 | 0 | 0 | 0 | 0 | 2.3922e-286 | 7.4096e-175 | 7.1568
21.9618 | 7.2766 | 0 | 0 | 0 | 0 | 0 | 6.1465e-288 | 4.2534e-176 | 7.2766 | 21.9618 | 7.2766 | 0 | 0 | 0 | 0 | 0 | 6.1465e-288 | 4.2534e-176 | 7.2766
21.9739 | 7.3245 | 0 | 0 | 0 | 0 | 0 | 1.5664e-289 | 2.4208e-177 | 7.3245 | 21.9739 | 7.3245 | 0 | 0 | 0 | 0 | 0 | 1.5664e-289 | 2.4208e-177 | 7.3245
21.986 | 7.2992 | 0 | 0 | 0 | 0 | 0 | 3.9592e-291 | 1.3661e-178 | 7.2992 | 21.986 | 7.2992 | 0 | 0 | 0 | 0 | 0 | 3.9592e-291 | 1.3661e-178 | 7.2992
21.9981 | 7.2016 | 0 | 0 | 0 | 0 | 0 | 9.9257e-293 | 7.6429e-180 | 7.2016 | 21.9981 | 7.2016 | 0 | 0 | 0 | 0 | 0 | 9.9257e-293 | 7.6429e-180 | 7.2016
22.0102 | 7.0346 | 0 | 0 | 0 | 0 | 0 | 2.4682e-294 | 4.2398e-181 | 7.0346 | 22.0102 | 7.0346 | 0 | 0 | 0 | 0 | 0 | 2.4682e-294 | 4.2398e-181 | 7.0346
22.0223 | 6.8034 | 0 | 0 | 0 | 0 | 0 | 6.0875e-296 | 2.332e-182 | 6.8034 | 22.0223 | 6.8034 | 0 | 0 | 0 | 0 | 0 | 6.0875e-296 | 2.332e-182 | 6.8034
22.0343 | 6.5145 | 0 | 0 | 0 | 0 | 0 | 1.4893e-297 | 1.2718e-183 | 6.5145 | 22.0343 | 6.5145 | 0 | 0 | 0 | 0 | 0 | 1.4893e-297 | 1.2718e-183 | 6.5145
22.0464 | 6.1763 | 0 | 0 | 0 | 0 | 0 | 3.6139e-299 | 6.8777e-185 | 6.1763 | 22.0464 | 6.1763 | 0 | 0 | 0 | 0 | 0 | 3.6139e-299 | 6.8777e-185 | 6.1763
22.0585 | 5.7977 | 0 | 0 | 0 | 0 | 0 | 8.6988e-301 | 3.6878e-186 | 5.7977 | 22.0585 | 5.7977 | 0 | 0 | 0 | 0 | 0 | 8.6988e-301 | 3.6878e-186 | 5.7977
22.0706 | 5.3888 | 0 | 0 | 0 | 0 | 0 | 2.0769e-302 | 1.9607e-187 | 5.3888 | 22.0706 | 5.3888 | 0 | 0 | 0 | 0 | 0 | 2.0769e-302 | 1.9607e-187 | 5.3888
22.0827 | 4.9593 | 0 | 0 | 0 | 0 | 0 | 4.9189e-304 | 1.0337e-188 | 4.9593 | 22.0827 | 4.9593 | 0 | 0 | 0 | 0 | 0 | 4.9189e-304 | 1.0337e-188 | 4.9593
22.0948 | 4.5193 | 0 | 0 | 0 | 0 | 0 | 1.1556e-305 | 5.4041e-190 | 4.5193 | 22.0948 | 4.5193 | 0 | 0 | 0 | 0 | 0 | 1.1556e-305 | 5.4041e-190 | 4.5193
22.1069 | 4.0779 | 0 | 0 | 0 | 0 | 0 | 2.6931e-307 | 2.8015e-191 | 4.0779 | 22.1069 | 4.0779 | 0 | 0 | 0 | 0 | 0 | 2.6931e-307 | 2.8015e-191 | 4.0779
22.1189 | 3.6436 | 0 | 0 | 0 | 0 | 0 | 6.2258e-309 | 1.4401e-192 | 3.6436 | 22.1189 | 3.6436 | 0 | 0 | 0 | 0 | 0 | 6.2258e-309 | 1.4401e-192 | 3.6436
22.131 | 3.2237 | 0 | 0 | 0 | 0 | 0 | 1.4278e-310 | 7.3411e-194 | 3.2237 | 22.131 | 3.2237 | 0 | 0 | 0 | 0 | 0 | 1.4278e-310 | 7.3411e-194 | 3.2237
22.1431 | 2.8243 | 0 | 0 | 0 | 0 | 0 | 3.2481e-312 | 3.711e-195 | 2.8243 | 22.1431 | 2.8243 | 0 | 0 | 0 | 0 | 0 | 3.2481e-312 | 3.711e-195 | 2.8243
22.1552 | 2.4503 | 0 | 0 | 0 | 0 | 0 | 7.3303e-314 | 1.8603e-196 | 2.4503 | 22.1552 | 2.4503 | 0 | 0 | 0 | 0 | 0 | 7.3303e-314 | 1.8603e-196 | 2.4503
22.1673 | 2.1052 | 0 | 0 | 0 | 0 | 0 | 1.6411e-315 | 9.2481e-198 | 2.1052 | 22.1673 | 2.1052 | 0 | 0 | 0 | 0 | 0 | 1.6411e-315 | 9.2481e-198 | 2.1052
22.1794 | 1.7911 | 0 | 0 | 0 | 0 | 0 | 3.645e-317 | 4.5593e-199 | 1.7911 | 22.1794 | 1.7911 | 0 | 0 | 0 | 0 | 0 | 3.645e-317 | 4.5593e-199 | 1.7911
22.1915 | 1.5091 | 0 | 0 | 0 | 0 | 0 | 8.0314e-319 | 2.2291e-200 | 1.5091 | 22.1915 | 1.5091 | 0 | 0 | 0 | 0 | 0 | 8.0314e-319 | 2.2291e-200 | 1.5091
22.2036 | 1.2591 | 0 | 0 | 0 | 0 | 0 | 1.7539e-320 | 1.0808e-201 | 1.2591 | 22.2036 | 1.2591 | 0 | 0 | 0 | 0 | 0 | 1.7539e-320 | 1.0808e-201 | 1.2591
22.2156 | 1.0405 | 0 | 0 | 0 | 0 | 0 | 3.9525e-322 | 5.1972e-203 | 1.0405 | 22.2156 | 1.0405 | 0 | 0 | 0 | 0 | 0 | 3.9525e-322 | 5.1972e-203 | 1.0405
22.2277 | 0.85145 | 0 | 0 | 0 | 0 | 0 | 0 | 2.4785e-204 | 0.85145 | 22.2277 | 0.85145 | 0 | 0 | 0 | 0 | 0 | 0 | 2.4785e-204 | 0.85145
22.2398 | 0.69007 | 0 | 0 | 0 | 0 | 0 | 0 | 1.1722e-205 | 0.69007 | 22.2398 | 0.69007 | 0 | 0 | 0 | 0 | 0 | 0 | 1.1722e-205 | 0.69007
22.2519 | 0.55389 | 0 | 0 | 0 | 0 | 0 | 0 | 5.4987e-207 | 0.55389 | 22.2519 | 0.55389 | 0 | 0 | 0 | 0 | 0 | 0 | 5.4987e-207 | 0.55389
22.264 | 0.44032 | 0 | 0 | 0 | 0 | 0 | 0 | 2.5581e-208 | 0.44032 | 22.264 | 0.44032 | 0 | 0 | 0 | 0 | 0 | 0 | 2.5581e-208 | 0.44032
22.2761 | 0.34668 | 0 | 0 | 0 | 0 | 0 | 0 | 1.1803e-209 | 0.34668 | 22.2761 | 0.34668 | 0 | 0 | 0 | 0 | 0 | 0 | 1.1803e-209 | 0.34668
22.2882 | 0.27034 | 0 | 0 | 0 | 0 | 0 | 0 | 5.4017e-211 | 0.27034 | 22.2882 | 0.27034 | 0 | 0 | 0 | 0 | 0 | 0 | 5.4017e-211 | 0.27034
22.3002 | 0.20879 | 0 | 0 | 0 | 0 | 0 | 0 | 2.4518e-212 | 0.20879 | 22.3002 | 0.20879 | 0 | 0 | 0 | 0 | 0 | 0 | 2.4518e-212 | 0.20879
22.3123 | 0.15972 | 0 | 0 | 0 | 0 | 0 | 0 | 1.1038e-213 | 0.15972 | 22.3123 | 0.15972 | 0 | 0 | 0 | 0 | 0 | 0 | 1.1038e-213 | 0.15972
22.3244 | 0.12102 | 0 | 0 | 0 | 0 | 0 | 0 | 4.9287e-215 | 0.12102 | 22.3244 | 0.12102 | 0 | 0 | 0 | 0 | 0 | 0 | 4.9287e-215 | 0.12102
22.3365 | 0.090821 | 0 | 0 | 0 | 0 | 0 | 0 | 2.1829e-216 | 0.090821 | 22.3365 | 0.090821 | 0 | 0 | 0 | 0 | 0 | 0 | 2.1829e-216 | 0.090821
22.3486 | 0.067512 | 0 | 0 | 0 | 0 | 0 | 0 | 9.5897e-218 | 0.067512 | 22.3486 | 0.067512 | 0 | 0 | 0 | 0 | 0 | 0 | 9.5897e-218 | 0.067512
22.3607 | 0.049709 | 0 | 0 | 0 | 0 | 0 | 0 | 4.1786e-219 | 0.049709 | 22.3607 | 0.049709 | 0 | 0 | 0 | 0 | 0 | 0 | 4.1786e-219 | 0.049709
22.3728 | 0.036255 | 0 | 0 | 0 | 0 | 0 | 0 | 1.8061e-220 | 0.036255 | 22.3728 | 0.036255 | 0 | 0 | 0 | 0 | 0 | 0 | 1.8061e-220 | 0.036255
22.3849 | 0.026192 | 0 | 0 | 0 | 0 | 0 | 0 | 7.7431e-222 | 0.026192 | 22.3849 | 0.026192 | 0 | 0 | 0 | 0 | 0 | 0 | 7.7431e-222 | 0.026192
22.3969 | 0.018744 | 0 | 0 | 0 | 0 | 0 | 0 | 3.2929e-223 | 0.018744 | 22.3969 | 0.018744 | 0 | 0 | 0 | 0 | 0 | 0 | 3.2929e-223 | 0.018744
22.409 | 0.013287 | 0 | 0 | 0 | 0 | 0 | 0 | 1.3891e-224 | 0.013287 | 22.409 | 0.013287 | 0 | 0 | 0 | 0 | 0 | 0 | 1.3891e-224 | 0.013287
22.4211 | 0.0093304 | 0 | 0 | 0 | 0 | 0 | 0 | 5.8127e-226 | 0.0093304 | 22.4211 | 0.0093304 | 0 | 0 | 0 | 0 | 0 | 0 | 5.8127e-226 | 0.0093304
22.4332 | 0.0064904 | 0 | 0 | 0 | 0 | 0 | 0 | 2.4128e-227 | 0.0064904 | 22.4332 | 0.0064904 | 0 | 0 | 0 | 0 | 0 | 0 | 2.4128e-227 | 0.0064904
22.4453 | 0.0044726 | 0 | 0 | 0 | 0 | 0 | 0 | 9.9353e-229 | 0.0044726 | 22.4453 | 0.0044726 | 0 | 0 | 0 | 0 | 0 | 0 | 9.9353e-229 | 0.0044726
22.4574 | 0.0030532 | 0 | 0 | 0 | 0 | 0 | 0 | 4.0583e-230 | 0.0030532 | 22.4574 | 0.0030532 | 0 | 0 | 0 | 0 | 0 | 0 | 4.0583e-230 | 0.0030532
22.4695 | 0.0020648 | 0 | 0 | 0 | 0 | 0 | 0 | 1.6445e-231 | 0.0020648 | 22.4695 | 0.0020648 | 0 | 0 | 0 | 0 | 0 | 0 | 1.6445e-231 | 0.0020648
22.4816 | 0.0013834 | 0 | 0 | 0 | 0 | 0 | 0 | 6.6105e-233 | 0.0013834 | 22.4816 | 0.0013834 | 0 | 0 | 0 | 0 | 0 | 0 | 6.6105e-233 | 0.0013834
22.4936 | 0.00091817 | 0 | 0 | 0 | 0 | 0 | 0 | 2.6361e-234 | 0.00091817 | 22.4936 | 0.00091817 | 0 | 0 | 0 | 0 | 0 | 0 | 2.6361e-234 | 0.00091817
22.5057 | 0.00060374 | 0 | 0 | 0 | 0 | 0 | 0 | 1.0429e-235 | 0.00060374 | 22.5057 | 0.00060374 | 0 | 0 | 0 | 0 | 0 | 0 | 1.0429e-235 | 0.00060374
22.5178 | 0.00039331 | 0 | 0 | 0 | 0 | 0 | 0 | 4.093e-237 | 0.00039331 | 22.5178 | 0.00039331 | 0 | 0 | 0 | 0 | 0 | 0 | 4.093e-237 | 0.00039331
22.5299 | 0.00025385 | 0 | 0 | 0 | 0 | 0 | 0 | 1.5937e-238 | 0.00025385 | 22.5299 | 0.00025385 | 0 | 0 | 0 | 0 | 0 | 0 | 1.5937e-238 | 0.00025385
22.542 | 0.00016232 | 0 | 0 | 0 | 0 | 0 | 0 | 6.156e-240 | 0.00016232 | 22.542 | 0.00016232 | 0 | 0 | 0 | 0 | 0 | 0 | 6.156e-240 | 0.00016232
22.5541 | 0.00010283 | 0 | 0 | 0 | 0 | 0 | 0 | 2.3592e-241 | 0.00010283 | 22.5541 | 0.00010283 | 0 | 0 | 0 | 0 | 0 | 0 | 2.3592e-241 | 0.00010283
22.5662 | 6.4547e-05 | 0 | 0 | 0 | 0 | 0 | 0 | 8.9697e-243 | 6.4547e-05 | 22.5662 | 6.4547e-05 | 0 | 0 | 0 | 0 | 0 | 0 | 8.9697e-243 | 6.4547e-05
22.5782 | 4.0142e-05 | 0 | 0 | 0 | 0 | 0 | 0 | 3.3835e-244 | 4.0142e-05 | 22.5782 | 4.0142e-05 | 0 | 0 | 0 | 0 | 0 | 0 | 3.3835e-244 | 4.0142e-05
22.5903 | 2.4735e-05 | 0 | 0 | 0 | 0 | 0 | 0 | 1.2663e-245 | 2.4735e-05 | 22.5903 | 2.4735e-05 | 0 | 0 | 0 | 0 | 0 | 0 | 1.2663e-245 | 2.4735e-05
22.6024 | 1.5101e-05 | 0 | 0 | 0 | 0 | 0 | 0 | 4.7019e-247 | 1.5101e-05 | 22.6024 | 1.5101e-05 | 0 | 0 | 0 | 0 | 0 | 0 | 4.7019e-247 | 1.5101e-05
22.6145 | 9.1352e-06 | 0 | 0 | 0 | 0 | 0 | 0 | 1.7322e-248 | 9.1352e-06 | 22.6145 | 9.1352e-06 | 0 | 0 | 0 | 0 | 0 | 0 | 1.7322e-248 | 9.1352e-06
22.6266 | 5.4756e-06 | 0 | 0 | 0 | 0 | 0 | 0 | 6.3316e-250 | 5.4756e-06 | 22.6266 | 5.4756e-06 | 0 | 0 | 0 | 0 | 0 | 0 | 6.3316e-250 | 5.4756e-06
22.6387 | 3.252e-06 | 0 | 0 | 0 | 0 | 0 | 0 | 2.2962e-251 | 3.252e-06 | 22.6387 | 3.252e-06 | 0 | 0 | 0 | 0 | 0 | 0 | 2.2962e-251 | 3.252e-06
22.6508 | 1.9138e-06 | 0 | 0 | 0 | 0 | 0 | 0 | 8.2628e-253 | 1.9138e-06 | 22.6508 | 1.9138e-06 | 0 | 0 | 0 | 0 | 0 | 0 | 8.2628e-253 | 1.9138e-06
22.6629 | 1.116e-06 | 0 | 0 | 0 | 0 | 0 | 0 | 2.9501e-254 | 1.116e-06 | 22.6629 | 1.116e-06 | 0 | 0 | 0 | 0 | 0 | 0 | 2.9501e-254 | 1.116e-06
22.6749 | 6.4488e-07 | 0 | 0 | 0 | 0 | 0 | 0 | 1.0451e-255 | 6.4488e-07 | 22.6749 | 6.4488e-07 | 0 | 0 | 0 | 0 | 0 | 0 | 1.0451e-255 | 6.4488e-07
22.687 | 3.6925e-07 | 0 | 0 | 0 | 0 | 0 | 0 | 3.6738e-257 | 3.6925e-07 | 22.687 | 3.6925e-07 | 0 | 0 | 0 | 0 | 0 | 0 | 3.6738e-257 | 3.6925e-07
22.6991 | 2.0951e-07 | 0 | 0 | 0 | 0 | 0 | 0 | 1.2814e-258 | 2.0951e-07 | 22.6991 | 2.0951e-07 | 0 | 0 | 0 | 0 | 0 | 0 | 1.2814e-258 | 2.0951e-07
22.7112 | 1.178e-07 | 0 | 0 | 0 | 0 | 0 | 0 | 4.4347e-260 | 1.178e-07 | 22.7112 | 1.178e-07 | 0 | 0 | 0 | 0 | 0 | 0 | 4.4347e-260 | 1.178e-07
22.7233 | 6.5638e-08 | 0 | 0 | 0 | 0 | 0 | 0 | 1.523e-261 | 6.5638e-08 | 22.7233 | 6.5638e-08 | 0 | 0 | 0 | 0 | 0 | 0 | 1.523e-261 | 6.5638e-08
22.7354 | 3.6242e-08 | 0 | 0 | 0 | 0 | 0 | 0 | 5.1898e-263 | 3.6242e-08 | 22.7354 | 3.6242e-08 | 0 | 0 | 0 | 0 | 0 | 0 | 5.1898e-263 | 3.6242e-08
22.7475 | 1.9831e-08 | 0 | 0 | 0 | 0 | 0 | 0 | 1.7549e-264 | 1.9831e-08 | 22.7475 | 1.9831e-08 | 0 | 0 | 0 | 0 | 0 | 0 | 1.7549e-264 | 1.9831e-08
22.7595 | 1.0754e-08 | 0 | 0 | 0 | 0 | 0 | 0 | 5.8887e-266 | 1.0754e-08 | 22.7595 | 1.0754e-08 | 0 | 0 | 0 | 0 | 0 | 0 | 5.8887e-266 | 1.0754e-08
22.7716 | 5.779e-09 | 0 | 0 | 0 | 0 | 0 | 0 | 1.9608e-267 | 5.779e-09 | 22.7716 | 5.779e-09 | 0 | 0 | 0 | 0 | 0 | 0 | 1.9608e-267 | 5.779e-09
22.7837 | 3.0778e-09 | 0 | 0 | 0 | 0 | 0 | 0 | 6.4788e-269 | 3.0778e-09 | 22.7837 | 3.0778e-09 | 0 | 0 | 0 | 0 | 0 | 0 | 6.4788e-269 | 3.0778e-09
22.7958 | 1.6245e-09 | 0 | 0 | 0 | 0 | 0 | 0 | 2.1244e-270 | 1.6245e-09 | 22.7958 | 1.6245e-09 | 0 | 0 | 0 | 0 | 0 | 0 | 2.1244e-270 | 1.6245e-09
22.8079 | 8.4976e-10 | 0 | 0 | 0 | 0 | 0 | 0 | 6.9124e-272 | 8.4976e-10 | 22.8079 | 8.4976e-10 | 0 | 0 | 0 | 0 | 0 | 0 | 6.9124e-272 | 8.4976e-10
22.82 | 4.4054e-10 | 0 | 0 | 0 | 0 | 0 | 0 | 2.2321e-273 | 4.4054e-10 | 22.82 | 4.4054e-10 | 0 | 0 | 0 | 0 | 0 | 0 | 2.2321e-273 | 4.4054e-10
22.8321 | 2.2635e-10 | 0 | 0 | 0 | 0 | 0 | 0 | 7.1527e-275 | 2.2635e-10 | 22.8321 | 2.2635e-10 | 0 | 0 | 0 | 0 | 0 | 0 | 7.1527e-275 | 2.2635e-10
22.8442 | 1.1527e-10 | 0 | 0 | 0 | 0 | 0 | 0 | 2.2747e-276 | 1.1527e-10 | 22.8442 | 1.1527e-10 | 0 | 0 | 0 | 0 | 0 | 0 | 2.2747e-276 | 1.1527e-10
22.8562 | 5.8178e-11 | 0 | 0 | 0 | 0 | 0 | 0 | 7.1788e-278 | 5.8178e-11 | 22.8562 | 5.8178e-11 | 0 | 0 | 0 | 0 | 0 | 0 | 7.1788e-278 | 5.8178e-11
22.8683 | 2.9103e-11 | 0 | 0 | 0 | 0 | 0 | 0 | 2.2485e-279 | 2.9103e-11 | 22.8683 | 2.9103e-11 | 0 | 0 | 0 | 0 | 0 | 0 | 2.2485e-279 | 2.9103e-11
22.8804 | 1.443e-11 | 0 | 0 | 0 | 0 | 0 | 0 | 6.9891e-281 | 1.443e-11 | 22.8804 | 1.443e-11 | 0 | 0 | 0 | 0 | 0 | 0 | 6.9891e-281 | 1.443e-11
22.8925 | 7.0913e-12 | 0 | 0 | 0 | 0 | 0 | 0 | 2.1561e-282 | 7.0913e-12 | 22.8925 | 7.0913e-12 | 0 | 0 | 0 | 0 | 0 | 0 | 2.1561e-282 | 7.0913e-12
22.9046 | 3.4541e-12 | 0 | 0 | 0 | 0 | 0 | 0 | 6.6011e-284 | 3.4541e-12 | 22.9046 | 3.4541e-12 | 0 | 0 | 0 | 0 | 0 | 0 | 6.6011e-284 | 3.4541e-12
22.9167 | 1.6677e-12 | 0 | 0 | 0 | 0 | 0 | 0 | 2.0058e-285 | 1.6677e-12 | 22.9167 | 1.6677e-12 | 0 | 0 | 0 | 0 | 0 | 0 | 2.0058e-285 | 1.6677e-12
22.9288 | 7.9808e-13 | 0 | 0 | 0 | 0 | 0 | 0 | 6.049e-287 | 7.9808e-13 | 22.9288 | 7.9808e-13 | 0 | 0 | 0 | 0 | 0 | 0 | 6.049e-287 | 7.9808e-13
22.9409 | 3.7858e-13 | 0 | 0 | 0 | 0 | 0 | 0 | 1.8105e-288 | 3.7858e-13 | 22.9409 | 3.7858e-13 | 0 | 0 | 0 | 0 | 0 | 0 | 1.8105e-288 | 3.7858e-13
22.9529 | 1.7801e-13 | 0 | 0 | 0 | 0 | 0 | 0 | 5.3785e-290 | 1.7801e-13 | 22.9529 | 1.7801e-13 | 0 | 0 | 0 | 0 | 0 | 0 | 5.3785e-290 | 1.7801e-13
22.965 | 8.2965e-14 | 0 | 0 | 0 | 0 | 0 | 0 | 1.5858e-291 | 8.2965e-14 | 22.965 | 8.2965e-14 | 0 | 0 | 0 | 0 | 0 | 0 | 1.5858e-291 | 8.2965e-14
22.9771 | 3.833e-14 | 0 | 0 | 0 | 0 | 0 | 0 | 4.6407e-293 | 3.833e-14 | 22.9771 | 3.833e-14 | 0 | 0 | 0 | 0 | 0 | 0 | 4.6407e-293 | 3.833e-14
22.9892 | 1.7554e-14 | 0 | 0 | 0 | 0 | 0 | 0 | 1.3479e-294 | 1.7554e-14 | 22.9892 | 1.7554e-14 | 0 | 0 | 0 | 0 | 0 | 0 | 1.3479e-294 | 1.7554e-14
23.0013 | 7.9694e-15 | 0 | 0 | 0 | 0 | 0 | 0 | 3.886e-296 | 7.9694e-15 | 23.0013 | 7.9694e-15 | 0 | 0 | 0 | 0 | 0 | 0 | 3.886e-296 | 7.9694e-15
23.0134 | 3.5865e-15 | 0 | 0 | 0 | 0 | 0 | 0 | 1.112e-297 | 3.5865e-15 | 23.0134 | 3.5865e-15 | 0 | 0 | 0 | 0 | 0 | 0 | 1.112e-297 | 3.5865e-15
23.0255 | 1.6e-15 | 0 | 0 | 0 | 0 | 0 | 0 | 3.1584e-299 | 1.6e-15 | 23.0255 | 1.6e-15 | 0 | 0 | 0 | 0 | 0 | 0 | 3.1584e-299 | 1.6e-15
23.0375 | 7.0762e-16 | 0 | 0 | 0 | 0 | 0 | 0 | 8.9041e-301 | 7.0762e-16 | 23.0375 | 7.0762e-16 | 0 | 0 | 0 | 0 | 0 | 0 | 8.9041e-301 | 7.0762e-16
23.0496 | 3.1024e-16 | 0 | 0 | 0 | 0 | 0 | 0 | 2.4917e-302 | 3.1024e-16 | 23.0496 | 3.1024e-16 | 0 | 0 | 0 | 0 | 0 | 0 | 2.4917e-302 | 3.1024e-16
23.0617 | 1.3484e-16 | 0 | 0 | 0 | 0 | 0 | 0 | 6.9211e-304 | 1.3484e-16 | 23.0617 | 1.3484e-16 | 0 | 0 | 0 | 0 | 0 | 0 | 6.9211e-304 | 1.3484e-16
23.0738 | 5.8102e-17 | 0 | 0 | 0 | 0 | 0 | 0 | 1.9083e-305 | 5.8102e-17 | 23.0738 | 5.8102e-17 | 0 | 0 | 0 | 0 | 0 | 0 | 1.9083e-305 | 5.8102e-17
23.0859 | 2.4819e-17 | 0 | 0 | 0 | 0 | 0 | 0 | 5.2227e-307 | 2.4819e-17 | 23.0859 | 2.4819e-17 | 0 | 0 | 0 | 0 | 0 | 0 | 5.2227e-307 | 2.4819e-17
23.098 | 1.0511e-17 | 0 | 0 | 0 | 0 | 0 | 0 | 1.4189e-308 | 1.0511e-17 | 23.098 | 1.0511e-17 | 0 | 0 | 0 | 0 | 0 | 0 | 1.4189e-308 | 1.0511e-17
23.1101 | 4.4131e-18 | 0 | 0 | 0 | 0 | 0 | 0 | 3.8264e-310 | 4.4131e-18 | 23.1101 | 4.4131e-18 | 0 | 0 | 0 | 0 | 0 | 0 | 3.8264e-310 | 4.4131e-18
23.1222 | 1.837e-18 | 0 | 0 | 0 | 0 | 0 | 0 | 1.0243e-311 | 1.837e-18 | 23.1222 | 1.837e-18 | 0 | 0 | 0 | 0 | 0 | 0 | 1.0243e-311 | 1.837e-18
23.1342 | 7.581e-19 | 0 | 0 | 0 | 0 | 0 | 0 | 2.7221e-313 | 7.581e-19 | 23.1342 | 7.581e-19 | 0 | 0 | 0 | 0 | 0 | 0 | 2.7221e-313 | 7.581e-19
23.1463 | 3.1019e-19 | 0 | 0 | 0 | 0 | 0 | 0 | 7.1808e-315 | 3.1019e-19 | 23.1463 | 3.1019e-19 | 0 | 0 | 0 | 0 | 0 | 0 | 7.1808e-315 | 3.1019e-19
23.1584 | 1.2583e-19 | 0 | 0 | 0 | 0 | 0 | 0 | 1.8805e-316 | 1.2583e-19 | 23.1584 | 1.2583e-19 | 0 | 0 | 0 | 0 | 0 | 0 | 1.8805e-316 | 1.2583e-19
23.1705 | 5.0611e-20 | 0 | 0 | 0 | 0 | 0 | 0 | 4.8886e-318 | 5.0611e-20 | 23.1705 | 5.0611e-20 | 0 | 0 | 0 | 0 | 0 | 0 | 4.8886e-318 | 5.0611e-20
23.1826 | 2.0183e-20 | 0 | 0 | 0 | 0 | 0 | 0 | 1.2618e-319 | 2.0183e-20 | 23.1826 | 2.0183e-20 | 0 | 0 | 0 | 0 | 0 | 0 | 1.2618e-319 | 2.0183e-20
23.1947 | 7.9804e-21 | 0 | 0 | 0 | 0 | 0 | 0 | 3.2361e-321 | 7.9804e-21 | 23.1947 | 7.9804e-21 | 0 | 0 | 0 | 0 | 0 | 0 | 3.2361e-321 | 7.9804e-21
23.2068 | 3.1287e-21 | 0 | 0 | 0 | 0 | 0 | 0 | 7.411e-323 | 3.1287e-21 | 23.2068 | 3.1287e-21 | 0 | 0 | 0 | 0 | 0 | 0 | 7.411e-323 | 3.1287e-21
23.2188 | 1.2162e-21 | 0 | 0 | 0 | 0 | 0 | 0 | 0 | 1.2162e-21 | 23.2188 | 1.2162e-21 | 0 | 0 | 0 | 0 | 0 | 0 | 0 | 1.2162e-21
23.2309 | 4.6876e-22 | 0 | 0 | 0 | 0 | 0 | 0 | 0 | 4.6876e-22 | 23.2309 | 4.6876e-22 | 0 | 0 | 0 | 0 | 0 | 0 | 0 | 4.6876e-22
23.243 | 1.7915e-22 | 0 | 0 | 0 | 0 | 0 | 0 | 0 | 1.7915e-22 | 23.243 | 1.7915e-22 | 0 | 0 | 0 | 0 | 0 | 0 | 0 | 1.7915e-22
23.2551 | 6.789e-23 | 0 | 0 | 0 | 0 | 0 | 0 | 0 | 6.789e-23 | 23.2551 | 6.789e-23 | 0 | 0 | 0 | 0 | 0 | 0 | 0 | 6.789e-23
23.2672 | 2.5511e-23 | 0 | 0 | 0 | 0 | 0 | 0 | 0 | 2.5511e-23 | 23.2672 | 2.5511e-23 | 0 | 0 | 0 | 0 | 0 | 0 | 0 | 2.5511e-23
23.2793 | 9.5054e-24 | 0 | 0 | 0 | 0 | 0 | 0 | 0 | 9.5054e-24 | 23.2793 | 9.5054e-24 | 0 | 0 | 0 | 0 | 0 | 0 | 0 | 9.5054e-24
23.2914 | 3.5121e-24 | 0 | 0 | 0 | 0 | 0 | 0 | 0 | 3.5121e-24 | 23.2914 | 3.5121e-24 | 0 | 0 | 0 | 0 | 0 | 0 | 0 | 3.5121e-24
23.3035 | 1.2868e-24 | 0 | 0 | 0 | 0 | 0 | 0 | 0 | 1.2868e-24 | 23.3035 | 1.2868e-24 | 0 | 0 | 0 | 0 | 0 | 0 | 0 | 1.2868e-24
23.3155 | 4.675e-25 | 0 | 0 | 0 | 0 | 0 | 0 | 0 | 4.675e-25 | 23.3155 | 4.675e-25 | 0 | 0 | 0 | 0 | 0 | 0 | 0 | 4.675e-25
23.3276 | 1.6843e-25 | 0 | 0 | 0 | 0 | 0 | 0 | 0 | 1.6843e-25 | 23.3276 | 1.6843e-25 | 0 | 0 | 0 | 0 | 0 | 0 | 0 | 1.6843e-25
23.3397 | 6.0177e-26 | 0 | 0 | 0 | 0 | 0 | 0 | 0 | 6.0177e-26 | 23.3397 | 6.0177e-26 | 0 | 0 | 0 | 0 | 0 | 0 | 0 | 6.0177e-26
23.3518 | 2.1321e-26 | 0 | 0 | 0 | 0 | 0 | 0 | 0 | 2.1321e-26 | 23.3518 | 2.1321e-26 | 0 | 0 | 0 | 0 | 0 | 0 | 0 | 2.1321e-26
23.3639 | 7.4913e-27 | 0 | 0 | 0 | 0 | 0 | 0 | 0 | 7.4913e-27 | 23.3639 | 7.4913e-27 | 0 | 0 | 0 | 0 | 0 | 0 | 0 | 7.4913e-27
23.376 | 2.6102e-27 | 0 | 0 | 0 | 0 | 0 | 0 | 0 | 2.6102e-27 | 23.376 | 2.6102e-27 | 0 | 0 | 0 | 0 | 0 | 0 | 0 | 2.6102e-27
23.3881 | 9.0197e-28 | 0 | 0 | 0 | 0 | 0 | 0 | 0 | 9.0197e-28 | 23.3881 | 9.0197e-28 | 0 | 0 | 0 | 0 | 0 | 0 | 0 | 9.0197e-28
23.4002 | 3.091e-28 | 0 | 0 | 0 | 0 | 0 | 0 | 0 | 3.091e-28 | 23.4002 | 3.091e-28 | 0 | 0 | 0 | 0 | 0 | 0 | 0 | 3.091e-28
23.4122 | 1.0505e-28 | 0 | 0 | 0 | 0 | 0 | 0 | 0 | 1.0505e-28 | 23.4122 | 1.0505e-28 | 0 | 0 | 0 | 0 | 0 | 0 | 0 | 1.0505e-28
23.4243 | 3.5407e-29 | 0 | 0 | 0 | 0 | 0 | 0 | 0 | 3.5407e-29 | 23.4243 | 3.5407e-29 | 0 | 0 | 0 | 0 | 0 | 0 | 0 | 3.5407e-29
23.4364 | 1.1836e-29 | 0 | 0 | 0 | 0 | 0 | 0 | 0 | 1.1836e-29 | 23.4364 | 1.1836e-29 | 0 | 0 | 0 | 0 | 0 | 0 | 0 | 1.1836e-29
23.4485 | 3.9239e-30 | 0 | 0 | 0 | 0 | 0 | 0 | 0 | 3.9239e-30 | 23.4485 | 3.9239e-30 | 0 | 0 | 0 | 0 | 0 | 0 | 0 | 3.9239e-30
23.4606 | 1.2902e-30 | 0 | 0 | 0 | 0 | 0 | 0 | 0 | 1.2902e-30 | 23.4606 | 1.2902e-30 | 0 | 0 | 0 | 0 | 0 | 0 | 0 | 1.2902e-30
23.4727 | 4.2074e-31 | 0 | 0 | 0 | 0 | 0 | 0 | 0 | 4.2074e-31 | 23.4727 | 4.2074e-31 | 0 | 0 | 0 | 0 | 0 | 0 | 0 | 4.2074e-31
23.4848 | 1.3608e-31 | 0 | 0 | 0 | 0 | 0 | 0 | 0 | 1.3608e-31 | 23.4848 | 1.3608e-31 | 0 | 0 | 0 | 0 | 0 | 0 | 0 | 1.3608e-31
23.4968 | 4.3655e-32 | 0 | 0 | 0 | 0 | 0 | 0 | 0 | 4.3655e-32 | 23.4968 | 4.3655e-32 | 0 | 0 | 0 | 0 | 0 | 0 | 0 | 4.3655e-32
23.5089 | 1.389e-32 | 0 | 0 | 0 | 0 | 0 | 0 | 0 | 1.389e-32 | 23.5089 | 1.389e-32 | 0 | 0 | 0 | 0 | 0 | 0 | 0 | 1.389e-32
23.521 | 4.3834e-33 | 0 | 0 | 0 | 0 | 0 | 0 | 0 | 4.3834e-33 | 23.521 | 4.3834e-33 | 0 | 0 | 0 | 0 | 0 | 0 | 0 | 4.3834e-33
23.5331 | 1.372e-33 | 0 | 0 | 0 | 0 | 0 | 0 | 0 | 1.372e-33 | 23.5331 | 1.372e-33 | 0 | 0 | 0 | 0 | 0 | 0 | 0 | 1.372e-33
23.5452 | 4.2598e-34 | 0 | 0 | 0 | 0 | 0 | 0 | 0 | 4.2598e-34 | 23.5452 | 4.2598e-34 | 0 | 0 | 0 | 0 | 0 | 0 | 0 | 4.2598e-34
23.5573 | 1.3118e-34 | 0 | 0 | 0 | 0 | 0 | 0 | 0 | 1.3118e-34 | 23.5573 | 1.3118e-34 | 0 | 0 | 0 | 0 | 0 | 0 | 0 | 1.3118e-34
23.5694 | 4.007e-35 | 0 | 0 | 0 | 0 | 0 | 0 | 0 | 4.007e-35 | 23.5694 | 4.007e-35 | 0 | 0 | 0 | 0 | 0 | 0 | 0 | 4.007e-35
23.5815 | 1.2141e-35 | 0 | 0 | 0 | 0 | 0 | 0 | 0 | 1.2141e-35 | 23.5815 | 1.2141e-35 | 0 | 0 | 0 | 0 | 0 | 0 | 0 | 1.2141e-35
23.5935 | 3.6487e-36 | 0 | 0 | 0 | 0 | 0 | 0 | 0 | 3.6487e-36 | 23.5935 | 3.6487e-36 | 0 | 0 | 0 | 0 | 0 | 0 | 0 | 3.6487e-36
23.6056 | 1.0877e-36 | 0 | 0 | 0 | 0 | 0 | 0 | 0 | 1.0877e-36 | 23.6056 | 1.0877e-36 | 0 | 0 | 0 | 0 | 0 | 0 | 0 | 1.0877e-36
23.6177 | 3.2166e-37 | 0 | 0 | 0 | 0 | 0 | 0 | 0 | 3.2166e-37 | 23.6177 | 3.2166e-37 | 0 | 0 | 0 | 0 | 0 | 0 | 0 | 3.2166e-37
23.6298 | 9.4356e-38 | 0 | 0 | 0 | 0 | 0 | 0 | 0 | 9.4356e-38 | 23.6298 | 9.4356e-38 | 0 | 0 | 0 | 0 | 0 | 0 | 0 | 9.4356e-38
23.6419 | 2.7456e-38 | 0 | 0 | 0 | 0 | 0 | 0 | 0 | 2.7456e-38 | 23.6419 | 2.7456e-38 | 0 | 0 | 0 | 0 | 0 | 0 | 0 | 2.7456e-38
23.654 | 7.9252e-39 | 0 | 0 | 0 | 0 | 0 | 0 | 0 | 7.9252e-39 | 23.654 | 7.9252e-39 | 0 | 0 | 0 | 0 | 0 | 0 | 0 | 7.9252e-39
23.6661 | 2.2693e-39 | 0 | 0 | 0 | 0 | 0 | 0 | 0 | 2.2693e-39 | 23.6661 | 2.2693e-39 | 0 | 0 | 0 | 0 | 0 | 0 | 0 | 2.2693e-39
23.6781 | 6.4461e-40 | 0 | 0 | 0 | 0 | 0 | 0 | 0 | 6.4461e-40 | 23.6781 | 6.4461e-40 | 0 | 0 | 0 | 0 | 0 | 0 | 0 | 6.4461e-40
23.6902 | 1.8164e-40 | 0 | 0 | 0 | 0 | 0 | 0 | 0 | 1.8164e-40 | 23.6902 | 1.8164e-40 | 0 | 0 | 0 | 0 | 0 | 0 | 0 | 1.8164e-40
23.7023 | 5.0777e-41 | 0 | 0 | 0 | 0 | 0 | 0 | 0 | 5.0777e-41 | 23.7023 | 5.0777e-41 | 0 | 0 | 0 | 0 | 0 | 0 | 0 | 5.0777e-41
23.7144 | 1.4082e-41 | 0 | 0 | 0 | 0 | 0 | 0 | 0 | 1.4082e-41 | 23.7144 | 1.4082e-41 | 0 | 0 | 0 | 0 | 0 | 0 | 0 | 1.4082e-41
23.7265 | 3.8741e-42 | 0 | 0 | 0 | 0 | 0 | 0 | 0 | 3.8741e-42 | 23.7265 | 3.8741e-42 | 0 | 0 | 0 | 0 | 0 | 0 | 0 | 3.8741e-42
23.7386 | 1.0574e-42 | 0 | 0 | 0 | 0 | 0 | 0 | 0 | 1.0574e-42 | 23.7386 | 1.0574e-42 | 0 | 0 | 0 | 0 | 0 | 0 | 0 | 1.0574e-42
23.7507 | 2.8631e-43 | 0 | 0 | 0 | 0 | 0 | 0 | 0 | 2.8631e-43 | 23.7507 | 2.8631e-43 | 0 | 0 | 0 | 0 | 0 | 0 | 0 | 2.8631e-43
23.7628 | 7.6913e-44 | 0 | 0 | 0 | 0 | 0 | 0 | 0 | 7.6913e-44 | 23.7628 | 7.6913e-44 | 0 | 0 | 0 | 0 | 0 | 0 | 0 | 7.6913e-44
23.7748 | 2.0499e-44 | 0 | 0 | 0 | 0 | 0 | 0 | 0 | 2.0499e-44 | 23.7748 | 2.0499e-44 | 0 | 0 | 0 | 0 | 0 | 0 | 0 | 2.0499e-44
23.7869 | 5.4201e-45 | 0 | 0 | 0 | 0 | 0 | 0 | 0 | 5.4201e-45 | 23.7869 | 5.4201e-45 | 0 | 0 | 0 | 0 | 0 | 0 | 0 | 5.4201e-45
23.799 | 1.4219e-45 | 0 | 0 | 0 | 0 | 0 | 0 | 0 | 1.4219e-45 | 23.799 | 1.4219e-45 | 0 | 0 | 0 | 0 | 0 | 0 | 0 | 1.4219e-45
23.8111 | 3.7007e-46 | 0 | 0 | 0 | 0 | 0 | 0 | 0 | 3.7007e-46 | 23.8111 | 3.7007e-46 | 0 | 0 | 0 | 0 | 0 | 0 | 0 | 3.7007e-46
23.8232 | 9.5564e-47 | 0 | 0 | 0 | 0 | 0 | 0 | 0 | 9.5564e-47 | 23.8232 | 9.5564e-47 | 0 | 0 | 0 | 0 | 0 | 0 | 0 | 9.5564e-47
23.8353 | 2.4484e-47 | 0 | 0 | 0 | 0 | 0 | 0 | 0 | 2.4484e-47 | 23.8353 | 2.4484e-47 | 0 | 0 | 0 | 0 | 0 | 0 | 0 | 2.4484e-47
23.8474 | 6.224e-48 | 0 | 0 | 0 | 0 | 0 | 0 | 0 | 6.224e-48 | 23.8474 | 6.224e-48 | 0 | 0 | 0 | 0 | 0 | 0 | 0 | 6.224e-48
23.8595 | 1.5698e-48 | 0 | 0 | 0 | 0 | 0 | 0 | 0 | 1.5698e-48 | 23.8595 | 1.5698e-48 | 0 | 0 | 0 | 0 | 0 | 0 | 0 | 1.5698e-48
23.8715 | 3.9285e-49 | 0 | 0 | 0 | 0 | 0 | 0 | 0 | 3.9285e-49 | 23.8715 | 3.9285e-49 | 0 | 0 | 0 | 0 | 0 | 0 | 0 | 3.9285e-49
23.8836 | 9.7545e-50 | 0 | 0 | 0 | 0 | 0 | 0 | 0 | 9.7545e-50 | 23.8836 | 9.7545e-50 | 0 | 0 | 0 | 0 | 0 | 0 | 0 | 9.7545e-50
23.8957 | 2.4032e-50 | 0 | 0 | 0 | 0 | 0 | 0 | 0 | 2.4032e-50 | 23.8957 | 2.4032e-50 | 0 | 0 | 0 | 0 | 0 | 0 | 0 | 2.4032e-50
23.9078 | 5.875e-51 | 0 | 0 | 0 | 0 | 0 | 0 | 0 | 5.875e-51 | 23.9078 | 5.875e-51 | 0 | 0 | 0 | 0 | 0 | 0 | 0 | 5.875e-51
23.9199 | 1.4251e-51 | 0 | 0 | 0 | 0 | 0 | 0 | 0 | 1.4251e-51 | 23.9199 | 1.4251e-51 | 0 | 0 | 0 | 0 | 0 | 0 | 0 | 1.4251e-51
23.932 | 3.43e-52 | 0 | 0 | 0 | 0 | 0 | 0 | 0 | 3.43e-52 | 23.932 | 3.43e-52 | 0 | 0 | 0 | 0 | 0 | 0 | 0 | 3.43e-52
23.9441 | 8.1917e-53 | 0 | 0 | 0 | 0 | 0 | 0 | 0 | 8.1917e-53 | 23.9441 | 8.1917e-53 | 0 | 0 | 0 | 0 | 0 | 0 | 0 | 8.1917e-53
23.9561 | 1.9413e-53 | 0 | 0 | 0 | 0 | 0 | 0 | 0 | 1.9413e-53 | 23.9561 | 1.9413e-53 | 0 | 0 | 0 | 0 | 0 | 0 | 0 | 1.9413e-53
23.9682 | 4.5652e-54 | 0 | 0 | 0 | 0 | 0 | 0 | 0 | 4.5652e-54 | 23.9682 | 4.5652e-54 | 0 | 0 | 0 | 0 | 0 | 0 | 0 | 4.5652e-54
23.9803 | 1.0653e-54 | 0 | 0 | 0 | 0 | 0 | 0 | 0 | 1.0653e-54 | 23.9803 | 1.0653e-54 | 0 | 0 | 0 | 0 | 0 | 0 | 0 | 1.0653e-54
23.9924 | 2.4668e-55 | 0 | 0 | 0 | 0 | 0 | 0 | 0 | 2.4668e-55 | 23.9924 | 2.4668e-55 | 0 | 0 | 0 | 0 | 0 | 0 | 0 | 2.4668e-55
24.0045 | 5.6682e-56 | 0 | 0 | 0 | 0 | 0 | 0 | 0 | 5.6682e-56 | 24.0045 | 5.6682e-56 | 0 | 0 | 0 | 0 | 0 | 0 | 0 | 5.6682e-56
24.0166 | 1.2925e-56 | 0 | 0 | 0 | 0 | 0 | 0 | 0 | 1.2925e-56 | 24.0166 | 1.2925e-56 | 0 | 0 | 0 | 0 | 0 | 0 | 0 | 1.2925e-56
24.0287 | 2.9246e-57 | 0 | 0 | 0 | 0 | 0 | 0 | 0 | 2.9246e-57 | 24.0287 | 2.9246e-57 | 0 | 0 | 0 | 0 | 0 | 0 | 0 | 2.9246e-57
24.0408 | 6.5672e-58 | 0 | 0 | 0 | 0 | 0 | 0 | 0 | 6.5672e-58 | 24.0408 | 6.5672e-58 | 0 | 0 | 0 | 0 | 0 | 0 | 0 | 6.5672e-58
24.0528 | 1.4634e-58 | 0 | 0 | 0 | 0 | 0 | 0 | 0 | 1.4634e-58 | 24.0528 | 1.4634e-58 | 0 | 0 | 0 | 0 | 0 | 0 | 0 | 1.4634e-58
24.0649 | 3.2363e-59 | 0 | 0 | 0 | 0 | 0 | 0 | 0 | 3.2363e-59 | 24.0649 | 3.2363e-59 | 0 | 0 | 0 | 0 | 0 | 0 | 0 | 3.2363e-59
24.077 | 7.1025e-60 | 0 | 0 | 0 | 0 | 0 | 0 | 0 | 7.1025e-60 | 24.077 | 7.1025e-60 | 0 | 0 | 0 | 0 | 0 | 0 | 0 | 7.1025e-60
24.0891 | 1.5469e-60 | 0 | 0 | 0 | 0 | 0 | 0 | 0 | 1.5469e-60 | 24.0891 | 1.5469e-60 | 0 | 0 | 0 | 0 | 0 | 0 | 0 | 1.5469e-60
24.1012 | 3.3436e-61 | 0 | 0 | 0 | 0 | 0 | 0 | 0 | 3.3436e-61 | 24.1012 | 3.3436e-61 | 0 | 0 | 0 | 0 | 0 | 0 | 0 | 3.3436e-61
24.1133 | 7.1723e-62 | 0 | 0 | 0 | 0 | 0 | 0 | 0 | 7.1723e-62 | 24.1133 | 7.1723e-62 | 0 | 0 | 0 | 0 | 0 | 0 | 0 | 7.1723e-62
24.1254 | 1.5269e-62 | 0 | 0 | 0 | 0 | 0 | 0 | 0 | 1.5269e-62 | 24.1254 | 1.5269e-62 | 0 | 0 | 0 | 0 | 0 | 0 | 0 | 1.5269e-62
24.1375 | 3.2261e-63 | 0 | 0 | 0 | 0 | 0 | 0 | 0 | 3.2261e-63 | 24.1375 | 3.2261e-63 | 0 | 0 | 0 | 0 | 0 | 0 | 0 | 3.2261e-63
24.1495 | 6.765e-64 | 0 | 0 | 0 | 0 | 0 | 0 | 0 | 6.765e-64 | 24.1495 | 6.765e-64 | 0 | 0 | 0 | 0 | 0 | 0 | 0 | 6.765e-64
24.1616 | 1.4079e-64 | 0 | 0 | 0 | 0 | 0 | 0 | 0 | 1.4079e-64 | 24.1616 | 1.4079e-64 | 0 | 0 | 0 | 0 | 0 | 0 | 0 | 1.4079e-64
24.1737 | 2.9081e-65 | 0 | 0 | 0 | 0 | 0 | 0 | 0 | 2.9081e-65 | 24.1737 | 2.9081e-65 | 0 | 0 | 0 | 0 | 0 | 0 | 0 | 2.9081e-65
Note on A31: Jeroen: scheidingsfactor (tR2 - t0)/(tR1 - t0)
Note on H7: Jeroen: flow resistance
Note on L31: Jeroen: scheidingsfactor (tR2 - t0)/(tR1 - t0)
Note on S7: Jeroen: flow resistance

## Original System
System = Packed bed column
ds = | 3.5 | µm
eext = | 0.4
eint = | 0.5
Dptot = | 400 | bar
T = | 30 | °C | 303.15
Dm = | 1e-09 | m²/s
f = | 0.1
Column dimensions
Lcol = | 250 | mm
dkol = | 4.6 | mm
Extra column parameters
Ltubing = | 0.85 | m
dtubing = | 0.000125 | m
Vdetector = | 2 | µl
Vinjector = | 2 | µl
|  |  |  | k'max = | 10 |  | Ntot = | 32176.8584 | tR = | 21.9761 | min | Rs 1 = | 1.7334
|  |  |  | Dpcol = | 363.281 | bar | Ntot/m = | 128707.4335 |  |  |  | Rs 2 = | 1.9741
|  |  |  | F = | 1.4566 | ml/min | nP = | 110.0972 |  |  |  | Rs 3 = | 1.9355
Component | Retention factor
1 | 0
2 | 2
3 | 2.12
4 | 4.5
5 | 4.75
6 | 8
7 | 8.4
8 | 10
Note on A2: Particle diameter for packed bed Skeleton thickness/size for monolith
Note on A3: External porosity
Note on A4: Internal porosity of porous column medium
Note on A5: Total pressure deliverd by systems pump
Note on A6: Oven temperature
Note on A7: Molecular diffusivity of solute (considered the same for all components)
Note on A8: Fraction organic component (all equations written for acetonitrile) in mobile phase
Note on A11: Column length
Note on A12: Internal column diameter
Note on A15: Total length of connection tubing
Note on A16: Internal diameter of connection tubing
Note on A17: Volume of detector cell
Note on A18: Volume of injector
Note on B8: Make a choice between weakly or strongly retained components. Weakly retained components require an organic fraction of 0.1 in the solvent, strongly retained compoentents require an organic fraction of 0.9
Note on E23: Pressure drop over column
Note on E24: Volumetric flow rate
Note on H22: Total achievable number of plates for the given sytem and conditions
Note on H24: Isothermal peak capcity
Note on K22: Total analysis time of last eluting component
Note on O22: Resolution of first critical pair
Note on O23: Resolution of second critical pair
Note on O24: Resolution of third critical pair

## Improved system
Chromatographic system: |  |  |  | Weakly retained
PB
eext = | 0.4
ds = | 3.5 | µm
Dptot = | 400 | bar
T = | 30 | °C | 303.15
Column dimensions
Lcol = | 250 | mm
Made by Jeroen Billen
|  |  |  | k'max = | 10 |  | Ntot = | 32176.8584 | tR = | 21.9761 | min | Rs 1 = | 1.7334 | Gert Desmet and Peter Schoenmakers
|  |  |  | Dpcol = | 363.281 | bar | Ntot/m = | 128707.4335 | H = | 7.7696 | mm | Rs 2 = | 1.9741
|  |  |  | F = | 1.4566 | ml/min | nP = | 110.0972 |  |  |  | Rs 3 = | 1.9355
Separation optimization tool created by:
Jeroen Billen - Vrije Universiteit Brussel
Gert Desmet - Vrije Universiteit Brussel
Peter Schoenmakers - Universiteit van Amsterdam
| Contact: | jbillen@vub.ac.be - |  | gedesmet@vub.ac.be
Note on A8: Jeroen: particle diameter for packed bed or skeleton size for monolith
Note on A9: Jeroen: Total pressure drop over the system
Original system
Improved system